## Q1FY23
Record # | Record Type | Applicant Name | Date Submitted | Address | Cost of ALL Construction in whole numbers - no dollar signs or decimals (please do NOT include MEP costs) | Detailed Description of Proposed Work
BLDG-22-508 | Building Permit Application | Reagan Ruedig | 2022-07-01 02:16 | 70 HIGHLAND ST, Portsmouth, NH 03801 | 200000 | Residential Renovation, some structural change, no change in occupancy classification. Renovation of existing finished rooms in the 3rd floor involving the addition of a shed dormer between two existing dormers. Â Reconstruction of stairs to the 3rd floor and addition of walls. Â Addition of a full bathroom in an existing room on the 2nd floor. Â Addition of a small room and reconstruction of basement entry on the rear of the house. Â New storage room in basement. All per plans submitted by McHenery Architecture and dated 6/24/22. or under more recent revisions prior to approvals.Â
BLDG-22-509 | Building Permit Application | Jaime Morin | 2022-07-01 14:34 | 570 OCEAN RD, Portsmouth, NH 03801 | 18280 | Patio door Replacement receiving new header
BLDG-22-510 | Building Permit Application | Vincenzo Nastasia | 2022-07-01 18:17 | 44 HARDING RD, Portsmouth, NH 03801 | 43000 | remove existing deck & install new deck with 2 sets of stairs
BLDG-22-511 | Building Permit Application | Thomas Frangos | 2022-07-05 12:40 | 17 ELM CT, Portsmouth, NH 03801 | 3500 | Residential Alter/Remodel: Reconfigure unconditioned porch entrance of Existing Duplex Structure to Create separate entry area for each unit.Project to Include:Construct interior 1-hour rated wall within existing unconditioned porch (UL U305) to divide/separate porch entry. Reframe exterior porch wall. Â install new exterior entry door. Construct/Install new exterior stairs per plan.* Separate electrical permit required to install lighting circuit for new entrance door.* No Change in Use or Occupancy.
BLDG-22-512 | Building Permit Application | James Halsey, Halsey Builders, LLC | 2022-07-05 17:31 | 66 ALDRICH RD, Portsmouth, NH 03801 | 50000 | Residential Renovation, some structural change, no change in occupancy classification. The plan is to remove existing 10' x 10' deck and build new 11' x 11' mudroom on frost walls with a kitchen remodel and new 6 x 8entry porch. All work is expected to be consistent with the uploaded supporting documentation dated most recent and prior to approval
BLDG-22-513 | Building Permit Application | Barbara Lyons | 2022-07-05 19:52 | 240 FW HARTFORD DR, Portsmouth, NH 03801 | 10000 | All work is expected to be consistent with the uploaded supporting documentation dated most recent andÂ prior to approval Residential Renovation, some structural change, no change in occupancy classification. Removing 11' of a center bearing wall and installing a new beam and posts to connect two rooms.
BLDG-22-514 | Building Permit Application | Emily Barnes | 2022-07-05 22:29 | 680 PEVERLY HILL RD, Portsmouth, NH 03801 | 70000 | swap (9) antennas, swap (3) radios, swap (1) surge suppressor, swap (1) coax for a DC line
BLDG-22-515 | Building Permit Application | Nathan Ashe | 2022-07-06 11:49 | 383 OCEAN RD, Portsmouth, NH 03801 | 11271 | Install roof-mounted solar panels: 17(340W) panels 5.78kwdc. Residential installation, no structural change, no change in occupancy classification. no upgrades needed per PE Matt Walsh
BLDG-22-516 | Building Permit Application | Anne Whitney | 2022-07-06 15:11 | 150 DANIEL ST, Portsmouth, NH 03801 | 240000 | Build 18ft x 32ft Carriage House at northwest corner of property. Â This structure will replace the Carriage Barn that was demolished in the 1960's. Â Carriage House will have a Meeting Space & Accessible Bathroom on the 1st Floor and Curatorial Workspace & Storage on the 2nd Floor. Â Site work will include new & upgraded brick & stone walkways, underground water, sewer & electric service to Carriage House. Â This project has received Zoning, Historic District and Planning Board Approval under LU-21-78. Per plans submitted by Anne Whitney, Architect, and dated 6/12/21
BLDG-22-517 | Building Permit Application | JULIA LUCAS | 2022-07-06 16:57 | 599 LAFAYETTE RD, Portsmouth, NH 03801 | 10000 | Tenant Fit-Up for Easy Aquariums, 599 Lafayette Rd. Unit #7Fit-Up to Include:Interior fit-up of existing unit. No structural change, no change in occupancy classification, tenant fit up. proposing to just paint walls, seal concrete floor, apply mop board, add pegboard to wall section, apply vinyl decal to glass windows and door, bring in free standing display units and retail counters. no construction
BLDG-22-518 | Building Permit Application | Bob Dockham | 2022-07-06 17:58 | 44 HARDING RD, Portsmouth, NH 03801 | 34000 | 12 x 5 Bathroom Remodel to include removing existing fiberglass shower stall and replacing with a tile shower. Replace existing toilet and vanity with new to same location. Â New tile flooring. Â There is currently a Bldg Permit 22-130 that is current for a kitchen renovation to the same property.
BLDG-22-519 | Building Permit Application | Erin Knight | 2022-07-07 16:47 | 50 CLOUGH DR, Portsmouth, NH 03801 | 4917
BLDG-22-520 | Building Permit Application | Michael Crisham | 2022-07-07 22:38 | 160 BARTLETT ST, Portsmouth, NH 03801 | 35000 | Residential renovation/addition. Â 6ft. x 15ft. mudroom . Footings will be 3 - 12 inch sona tubes 48 inches deep. framing will be 2x4 - 16 inches O.C. The space is unconditioned, although we will be using R23 roxul in the floor and R15 in the walls for possible future use changes. 2"x6" joists,Â Carrying beam will be double 7.25 inch LvlÂ
BLDG-22-521 | Building Permit Application | Kenneth Couperthwait | 2022-07-08 14:19 | 621 ISLINGTON ST, Unit C, Portsmouth, NH 03801 | 105800 | Renovate existing commercial condo to residential condo
BLDG-22-522 | Building Permit Application | Shannon Andries | 2022-07-08 16:31 | 143 PLEASANT ST, Portsmouth, NH 03801 | 5053
BLDG-22-523 | Building Permit Application | Shannon Andries | 2022-07-08 16:40 | 143 PLEASANT ST, Portsmouth, NH 03801 | 6121
BLDG-22-524 | Building Permit Application | Karen Jacoby | 2022-07-08 17:21 | 35 WIBIRD ST, Portsmouth, NH 03801 | 12000 | We want to replace 11 upstairs windows that are not all functional anymore. The windows that we are replacing are old replacement windows that were previously installed. They have removable dividers that are falling out and the windows no longer stay up, so must be propped open.
BLDG-22-525 | Building Permit Application | Sherita Nguyen | 2022-07-08 18:56 | 2800 LAFAYETTE RD, Portsmouth, NH 03801 | 0 | 2800 Lafayette Road- Unit 11-12- Gel NailsCommercial Business Group B- Change of Owner- No ConstructionProject to Include:No Construction- Change of Ownership for existing Nail Salon*No construction approved under this permit. Permit is to document change in occupancy only. Life Safety Compliance Inspection required within thirty (30) days of issuance of this permit. Contact us at 603-610-7243 to schedule compliance inspection.
BLDG-22-526 | Building Permit Application | Cyrus Beer | 2022-07-11 14:55 | 64 MT VERNON ST, Portsmouth, NH 03801 | 500 | Rot repair on back North West wall of house down low where snow has rotted some clapboards. Â I will replace with wood in kind with the same reveal. Â This is purely rot repair. Â NO modification at all to design
BLDG-22-527 | Building Permit Application | Sarah Puckhaber | 2022-07-11 18:23 | 401 STATE ST, Unit J211, Portsmouth, NH 03801 | 25000 | Building, plumbing, mechanical, and electrical work all done without the benefit of a permit. Â Residential renovation. No change in occupancy classification, no structural work: Convert 1st floor closet to half-bath; replace vanity, toilet and tub/shower with new tile in 2nd floor main bathroom; New quartz countertops, dishwasher, sink/faucet, painted cabinets, updated hardware, replaced ceiling light fixture in Kitchen; Water Filtration System installation; Installation of Stackable Washer/Ventless Dryer
BLDG-22-528 | Building Permit Application | Matthew Erickson Jr. | 2022-07-11 20:02 | 545 PEVERLY HILL RD, Portsmouth, NH 03801 | 18536.75 | Remove 7 existing brick support columns with 7 SmartJacks, plus an additional 4 SmartJacks to support the floor joist system above.
BLDG-22-529 | Building Permit Application | Natalie Harrison | 2022-07-12 15:47 | 1 HARBOUR PL, Portsmouth, NH 03801 | 5485.3
BLDG-22-530 | Building Permit Application | Matthew Beebe | 2022-07-12 21:06 | 319 LINCOLN AVE, Portsmouth, NH 03801 | 100000 | Residential Alter/Remodel/Addition- Restructure Roof, Add Dormer Addition, Remodel Third Floor, relocation of bathroom.Project to Include:Interior demolition of third floor interior finishes, Demolish portion of existing roof and construct new dormer addition as per Land Use Approvals granted under LU-21-175, BOA Approval granted September 21, 2021; Restructure existing roof framing, Restructure existing floor framing as per structural plans by Ross Engineering, LLC, labelled Proposed framing 319 Lincoln Avenue, dated 7/5/2022,, which includes installing new footings, installing new framing from the basement through out existing structure as per plan, revision date 7/18/22.Reconfigure third floor level, relocating existing bathroom into new dormer addition, Spray Foam insulation and install interior finishes.* Existing non-conforming stairs to third floor allowed to remain as per 2015 IEBC.* Existing Window clearance to finish floor elevation shall be reviewed. Window opening limited devices installed as well as tempered safety glazing in window exposed with bathroom removal.* No Change in Use or Occupancy.* Separate Permit Approval Required for the installation of the solar array
BLDG-22-531 | Building Permit Application | Brendan King | 2022-07-12 23:23 | 31 COTTAGE ST, Portsmouth, NH 03801 | 50000 | All work is expected to be consistent with the uploaded supporting documentation dated most recent and prior to approval Residential Renovation, some structural change, no change in occupancy classification. Â Remove interior walls to create a more open concept,Â head off second floor floor load, replace flooring, Â move washer and dryer, built-ins by back door
BLDG-22-532 | Building Permit Application | james petrovitsis | 2022-07-13 10:37 | 24 HARRISON AVE, Portsmouth, NH 03801 | 15000 | Residential Renovation, no structural change, no change in occupancy classification. The plan is to remove existing kitchen, replace with new cabinetry. Layout to remain as it is. Â New plumbing fixtures, electrical to code as needed. Â Drywall/wall material to remain as is. the layout will be consistent with the supplied plans by Universal Factory Direct and print dated 5/2/22
BLDG-22-533 | Building Permit Application | Sarah Batal | 2022-07-13 12:51 | 306 MARCY ST, Portsmouth, NH 03801 | 23513 | Commercial Remodel- Install Basement moisture collection/removal system and install concrete floorProject to Include:Installation of a basement water/moisture mitigation and removal system. Â The system includes the following: drainage mat/vapor barrier on the floors, vapor barrier on the walls and closed-cell foam insulation of the rim joist perimeter, trench with perforated pipe on perimeter, concrete slab floor of 614 s.f. in a section of the basement with water collection channel, and a sump pump system and dehumidifier. Â Concrete slab includes grading of dirt floor in that section of the basement area along with the installation of a vapor barrier and an approximately 4" concrete slab floor.Â
BLDG-22-534 | Building Permit Application | Tiffany Melanson | 2022-07-13 15:59 | 1650 WOODBURY AVE, Portsmouth, NH 03801 | 0
BLDG-22-535 | Building Permit Application | Alex Cave | 2022-07-13 17:34 | 0 WASHINGTON ST, Portsmouth, NH 03801 | 100
BLDG-22-536 | Building Permit Application | Amy Brownrigg | 2022-07-13 21:42 | 607 COLONIAL DR, Portsmouth, NH 03801 | 200000 | The proposed project includes renovations inside the home and 24x16 addition to the back of the house to update existing kitchen and bath, create a laundry room and master bath, expand doorways and open up floor plan to make the living areas more accessible for 72 year old resident. Â Also includes a 10x12 deck to back of house, adjacent to the addition to create a sliding door entrance way. There is no proposed change in occupancy classification. We will be following the plans uploaded and also the revision from 8/1/22
BLDG-22-537 | Building Permit Application | James Marchese | 2022-07-13 22:50 | 265 MCKINLEY RD, Portsmouth, NH 03801 | 23500 | see attached pdf
BLDG-22-538 | Building Permit Application | Brian Kiely | 2022-07-14 18:05 | 169 CASS ST, Portsmouth, NH 03801 | 5000 | * 171 Cass Street (New Single Family Structure Approved Under Permit# BLDG-21-318)Residential Accessory Storage Shed- 12'0 x 10'0 Single Story ShedProject to Include:Erect/Construct New 12'0 x 10'0 Accessory Storage Shed. Not Approved as Habitable conditioned space. Unconditioned Accessory Storage Use. * Separate Electric Permit Required if running or extending electrical to proposed shed structure. * Structure shall be located per plan and per approved location.
BLDG-22-539 | Building Permit Application | Jeff Domingues | 2022-07-14 18:23 | 1344 ISLINGTON ST, Portsmouth, NH 03801 | 133700 | building a new deck.
BLDG-22-541 | Building Permit Application | butch ricci | 2022-07-15 12:46 | 74 SUNSET RD, Portsmouth, NH 03801 | 250000 | Residential renovation, no change in occupancy classification. Permit is for front dormers only. Â Applicant will be filing for a variance for the front porch and connection to garage in separate permit. Â
BLDG-22-542 | Building Permit Application | ReVision Energy, Inc | 2022-07-15 18:01 | 1140 SOUTH ST, Portsmouth, NH 03801 | 9228 | Residential Alter- Install 7.6kW AC Roof Mounted Solar Array- No StructuralProject to Include:Install 7.6kW AC Rooftop solar photovoltaic system consisting of 22 panels and 1 inverter as per plan by Revision Energy, labelled Anthony Greenwald 1140 South Street, 8.8kW DC Grid Tied Solar Photovoltaic System dated 7/12/2022.Â Per EAH Structural Consulting Review dated June 20, 2022 the existing roof framing systems (MP1 and MP2) are judged to be adequate to withstand the load imposed by the installation of the solar panels. No Reinforcement is necessary.* Separate Electrical Permitting Required.* No Structural Changes* No Change in Use or Occupancy
BLDG-22-544 | Building Permit Application | eric David | 2022-07-16 17:28 | 3548 LAFAYETTE RD, Portsmouth, NH 03801 | 137746 | Converting 3 hotel stay room units into residential rental units in building 4 second floor. Removing exisitng kitchen areas and replacing cabinets in 3 units on second floor along with reconfiguring bathroom layouts. Creating 2 new units on first floor. Building all new walls and ceilings with new kitchens and bathrooms.
BLDG-22-545 | Building Permit Application | eric David | 2022-07-16 17:52 | 3548 LAFAYETTE RD, Portsmouth, NH 03801 | 38530 | converting 2 existing hotel rooms into residential rental units in building 5. Removing and installing kitchen cabinets and reconfiguring bathrooms. installing vinyl flooring and fixing walls damage created by other tradesman due to their scope of work
BLDG-22-546 | Building Permit Application | eric David | 2022-07-16 18:02 | 3548 LAFAYETTE RD, Portsmouth, NH 03801 | 35000 | converting hotel main building number 8 into 2 residential rental units
BLDG-22-547 | Building Permit Application | Peter Anderson | 2022-07-17 08:40 | 29 BURKITT ST, Portsmouth, NH 03801 | 3255 | 7.8Kw roof Mounted 20 panel Solar PV System. Â Per plan submitted on 7/8/22. no change in occupancy classificationÂ
BLDG-22-548 | Building Permit Application | Generator Supercenter of NH | 2022-07-18 12:27 | 365 FW HARTFORD DR, Portsmouth, NH 03801 | 10500 | Install 18 kW generator and 200 AMP ATS along with gas piping.
BLDG-22-549 | Building Permit Application | Katlyn Cyr | 2022-07-18 15:37 | 2 FLETCHER ST, Portsmouth, NH 03801 | 214185 | Southers will open up the existing roofing system to install shed-style dormers as specified by the architectural drawings, 2" x 4" construction. Spray foam specified project area in order to efficiently insulate new construction. Interior of dormers includes framing, insulation, sheetrock, electrical as well as subbing in plumbing to 2nd-floor bathroom. Exterior of dormers include installing 7 windows, Cedarboard siding, Owens Coming Tru-Def roofing system and \ Azek Composite J-Casing trim. Current cast-iron pipe that runs from basement to roof will be replaced with PVC. Stairs are currently not factored into the overall price of dormer build.Â Install siding with favorable site conditions. Layout, fabricate, and attach siding over the vapor barrier. Install using manufacturer-recommended corner and edge flashing and J-channels.To install Azek Composite J-Casing trim for all windows, doors, corners, or anywhere else applicable. Homeowner is trying to replicate a particular aesthetic where the siding is hidden behind window/door trim, and have the window/ door trim to be slightly raised from the siding system.
BLDG-22-550 | Building Permit Application | Robin Lurie-Meyerkopf | 2022-07-18 17:37 | 43 MIDDLE ST, Portsmouth, NH 03801 | 3000
BLDG-22-551 | Building Permit Application | Matthew Enman | 2022-07-18 19:23 | 75 PORTSMOUTH BLVD, Portsmouth, NH 03801 | 247000 | All work to be done in accordance with the supplied plans with a print dated Â 8/1/22 and drawn by or supplied by T W Designs, The plan is to renovate existing Suite #103, Â to removed all existing flooring, and office walls for 3 existing offices, add 8 new office space, add 2 new conference rooms with ACT and Flooring. Â Paint entire Suite. This is a commercial Renovation, no structural change, no change in occupancy classification.Â
BLDG-22-552 | Building Permit Application | Christian Sutherland | 2022-07-18 21:08 | 128 EASTWOOD DR, Portsmouth, NH 03801 | 25200 | Replace existing portico with one of new materials using the same 4'x7' footprint. Â No change in occupancy classification. All work is expected to be consistent with the uploaded supporting documentation dated most recent and prior to approval
BLDG-22-553 | Building Permit Application | Robert Holster | 2022-07-19 10:33 | 46 LIVERMORE ST, Portsmouth, NH 03801 | 6475 | Residential roofing in the HDC. Due to the shingles being replaced in kind this project is exempt from HDC review and approval. Principal Planner Nicholas Cracknell approved the exemption on 8/3/22. See attached form. Replace worn asphalt shingles on garage roof with new asphalt shingles of same style and color.
BLDG-22-554 | Building Permit Application | Steve Kirk | 2022-07-19 11:47 | 445 FW HARTFORD DR, Portsmouth, NH 03801 | 47146 | Remove existing deck and build new deck 22'5"x23'7" adding 141.8 sf towards back of property Deck is to be build to plan drawn on 7/19/22
BLDG-22-555 | Building Permit Application | Janet Zerr | 2022-07-19 13:41 | 65 ROGERS ST, Portsmouth, NH 03801 | 4675 | To install a hot tub in our backyard. Â The platform and shall accommodate the set back requirements. Â
BLDG-22-556 | Building Permit Application | Yvonne Fredereksen | 2022-07-19 14:44 | 75 ROCHESTER AVE, Portsmouth, NH 03801 | 3600
BLDG-22-557 | Building Permit Application | Brian Lewton | 2022-07-19 19:28 | 312 SALMON AVE, Portsmouth, NH 03801 | 3500 | Replace existing unattached shed with a new built shed. Old shed will be demolished and new shed location to be moved outside of wetland barrier were old shed exists now
BLDG-22-558 | Building Permit Application | Ashley Herrick | 2022-07-20 14:24 | 38 WATSONS LANDING, Portsmouth, NH 03801 | 35000 | Finish optional attic space adding 373 sq ft to overall. Area to be finished, red lined on CD set.Â
BLDG-22-559 | Building Permit Application | Stephen Kelm | 2022-07-20 14:48 | 46 MAPLEWOOD AVE, Unit 2, Portsmouth, NH 03801 | 450000 | Commercial renovation:Â Office space Tenant Fit-up; interior framed walls & carpeting in accordance with plans summited by Amoskeag Architectural Group.
BLDG-22-560 | Building Permit Application | Glenn Gardner | 2022-07-20 15:03 | 95 COURT ST, Portsmouth, NH 03801 | 70000 | Residential Alter- Convert Existing Business Use to Single Family Residential Use. (Phased Conversion Project- Phase 1)Project to Include:Residential Alter- Interior Renovations to third floor of existing Three Story Sprinklered Business Office Structure. Convert structure into Single Family Sprinklered Residential Structure. (Phase One Approval Limited to the third Floor) Separate permit approval for remaining areas of structure (first floor, second floor and finished basement level)*NO EXTERIOR CHANGES AUTHORIZED UNDER THIS PERMIT APPROVALInterior Renovations to Include:Third Floor (Top Floor) Partial Demolition of interior nonstructural wall, Gut two (2) bathrooms, Reconfigure interior floorplan per plan to create two (2) Bedrooms, Two (2) bathrooms, Kitchen/living room and two(2) office rooms.Second Floor- No Changes proposed at this time- Existing offices, kitchen/break room, Reception hall and lounge to remain. Use to be Residential in nature- Future permitting to be submitted. First floor- No Changes proposed at this time- Existing Entrance, Office/meeting room, reception rooms and offices to remain. Use to be Residential in nature- Future permitting to be submitted. Basement Level- No Changes to existing finished basement level, Existing kitchen, dining, pantry and bathrooms to remain. Residential Single Family with two kitchens. Future permitting shall be required for remodeling/renovations of the Basement level, First floor (ground) and second floor level.Â * Structure Shall remain fire sprinkler protected* Separate Mechanical, Electrical, Plumbing and sprinkler permitting required. * No Structural Changes Authorized* Structure Approved with Multiple Kitchens. Structure Approved as a Single-Family Residential Home. * No Exterior Changes Authorized under this permit approval
BLDG-22-561 | Building Permit Application | Daniel Brown | 2022-07-20 16:11 | 32 PICKERING ST, Portsmouth, NH 03801 | 18000 | Strip and re sheath whole roof with new 1/2" plywood sheathing then, Re-roof house and work shed with in kind asphalt architectural shingles. Â Re place in kind 3 failed Velux window skylights, not seen from front. Color Pewter gray similar to present color. Residential Re roof, no structural change, no change in occupancy classification
BLDG-22-562 | Building Permit Application | Jeff Domingues | 2022-07-20 16:42 | 1344 ISLINGTON ST, Portsmouth, NH 03801 | 110000 | Residential Renovation, some exterior structural change, no change in occupancy classification. Â Build a new bathroom on each side, Open a door way between living rooms, Open a new door way on 1346 between kitchen and dinning room, Paint, Renovate kitchen on 1344. Â All work is expected to be consistent with the uploaded supporting documentation dated most recent and prior to approval
BLDG-22-563 | Building Permit Application | Thomas Johnson | 2022-07-20 17:51 | 3600 LAFAYETTE RD, Portsmouth, NH 03801 | 107996 | Commercial Renovation, no structural change, no change in occupancy classification Removing existing corrugated roof and replacing with new corrugated roof.Â
BLDG-22-564 | Building Permit Application | Octavian Filoti | 2022-07-20 20:34 | 1050 WOODBURY AVE, Portsmouth, NH 03801 | 12000 | Installing a 10W x 16L x 7H Shed Â in the backyard
BLDG-22-565 | Building Permit Application | Paul Jackson | 2022-07-21 12:17 | 34 ROCK ST, Portsmouth, NH 03801 | 17000 | Install 7 new windows and install 1 new French door in existing home. Residential Renovation, some structural change at the new door location, no change in occupancy classification based on plans provided on 7/20/22
BLDG-22-566 | Building Permit Application | Bradford Charters | 2022-07-21 12:43 | 1 JUNKINS AVE, Portsmouth, NH 03801 | 40000 | Renovation to Office 425 to modify the existing space from one to two office spaces. Includes construction of a new LGMF / gypsum non load bearing non rated demising wall, installation of (3) new wood doors (two from corridor and one within the new demising wall), select removal and replacement of existing ACT ceiling as required to construct the new demising wall, painting, patching and matching of flooring and base.
BLDG-22-567 | Building Permit Application | Anne Whitney | 2022-07-21 20:00 | 138 MAPLEWOOD AVE, Portsmouth, NH 03801 | 400000 | Residential renovation/addition and change of occupancy classification: Create a new 2 Bedroom Dwelling Unit by Adding a 2nd Floor to the Existing Garage, 2nd Floor Addition 6ft x 24ft at west end of Existing Garage. Â Addition Supported by 4 Posts. Â Renovate West Half of Garage to Living Space. Â BOA & HDC Approvals under LU-20-71
BLDG-22-568 | Building Permit Application | Kelley Mumper | 2022-07-22 15:00 | 490 ISLINGTON ST, Unit 2, Portsmouth, NH 03801 | 41437 | Commercial Alter/Remodel- Renovate Existing Bathroom and Convert Third Floor closet to New bathroomProject to Include:Main floor (Second Floor) Bathroom Renovations:Renovate existing bathroom- Remove and replace tub in same location, Relocate toilet if possible and relocate vanity per sketch. Review floor framing prior to relocation. If floor framing will not permit plumbing relocation fixtures shall remain in existing configuration. Fire separation to be reviewed and approved prior to closing. 1-Hour rated assembly required from each unit per code.Third Floor (Attic level) Install New Bathroom: (3 Piece) in existing closet (Convert Closet to bathroom)Water Service size shall be reviewed and confirmed adequate prior to starting third floor bathroom installation. Once confirmed the following shall be included: Remove third floor flooring and review joist size to confirm framing is adequate to support new bathroom load. Configure fixtures to provide adequate headroom clearance for each fixture. Install new plumbing chase through first floor unit (rated assembly required), Plumbing chase shall be blocked at each floor and at each unit, including basement level ceiling.Install bathroom exhaust fan (HDC Approval Required for exterior termination)* Separate Plumbing, Mechanical and Electrical Permitting Required* No change in Use or Occupancy* HDC Approval Required for any Exterior Changes* Water Service Size shall be reviewed and approved prior to starting attic level bathroom installation.* Fire Separation/Fire Stopping Inspection Required prior to installing fixtures, flooring, cabinets or interior finishes. Once interior demolition has been completed you must schedule a fire-stopping inspection.
BLDG-22-569 | Building Permit Application | Elizabeth Jamieson | 2022-07-22 18:43 | 680 PEVERLY HILL RD, Portsmouth, NH 03801 | 65000 | Dish Wireless collocation at existing SBA cell site: Install (3) antennas and associated equipment per attached plans; No change to tower/height or compound/size. Â Application is an Eligible Facilities Request under Section 6409 of the Middle Class Tax Relief Act and reserves its rights thereunder
BLDG-22-570 | Building Permit Application | Brandy Keevan | 2022-07-23 09:00 | 802 MIDDLE RD, Portsmouth, NH 03801 | 10000 | adding dormer to 3rd floor to increase head space for recreation or office
BLDG-22-571 | Building Permit Application | David Calkins | 2022-07-23 20:07 | 175 WOODLAWN CIR, Portsmouth, NH 03801 | 12000 | Add a 14' x 20' deck on the rear of the existing single family home per drawings attached Residential deck, some structural change, no change in occupancy classification
BLDG-22-572 | Building Permit Application | King Weinstein | 2022-07-24 15:06 | 909 ISLINGTON ST, Portsmouth, NH 03801 | 2000 | Install handrails and guardrails, items 22 and 24, Â per city letter from Bob Cummings dated April21, 2022 and other items identified within that letter. Items 38, 45, 46, 51, 52, 53, 57, 68, 75, 78, 85, and 89 and/or other items discussed. Plumbing, Electrical, Fire suppression and alarms that are also included in that letter are not part of this permit application
BLDG-22-573 | Building Permit Application | Bruce Schlieper | 2022-07-25 14:02 | 27 AUSTIN ST, Portsmouth, NH 03801 | 50000 | Remove old bath and install new Residential Renovation, no structural change, no change in occupancy.
BLDG-22-574 | Building Permit Application | Christian Sutherland | 2022-07-25 18:07 | 128 EASTWOOD DR, Portsmouth, NH 03801 | 61200 | Residential renovation, no change in occupancy classification: Kitchen renovation- Remove and replace existing cabinets, counters, appliances and fixtures. Remove structural wall as described and depicted in the included plans. Remove existing kitchen window and replace with a larger size. Install hardwood flooring.Â
BLDG-22-575 | Building Permit Application | Spencer Lamb | 2022-07-25 19:56 | 333 BORTHWICK AVE, Portsmouth, NH 03801 | 4958058 | The project is an expansion for radiation oncology services that wraps around an existing corner of the building to fall within current set-back limits. It includes waiting and other support spaces as well as a CT Simulator room, an High Dose Rate (HDR) Brachytherapy room, and a Linear Accelerator vault. The project includes two canopies: a new drop-off canopy will replace the canopy demolished to make room for the additions, and a canopy will be provided to access the mobile imaging pad. A penthouse is required for the new mechanical equipment.Â
BLDG-22-576 | Building Permit Application | Elizabeth Jamieson | 2022-07-25 20:31 | 680 PEVERLY HILL RD, Portsmouth, NH 03801 | 10000 | Upgrades at existing SBA cell site per attached plans; Â Install (3) radios and perform mount modifications per attached plans; No change to tower/height or compound/size; Application is an Eligible Facilities request under Section 6409 of the Middle Class Tax Relief Act and reserves its rights thereunder.
BLDG-22-577 | Building Permit Application | Nathan Ashe | 2022-07-26 11:28 | 65 TAFT RD, Portsmouth, NH 03801 | 17082 | Install roof-mounted solar panels: 24(365W) panels 8.76kwdc. No structural upgrades needed per PE. Layout will be in accordance with plans dated 7/21/22
BLDG-22-578 | Building Permit Application | Joseph Caldarola | 2022-07-26 12:51 | 437 LAFAYETTE RD, Portsmouth, NH 03801 | 345000 | New Home with attached two car garage
BLDG-22-579 | Building Permit Application | Barbara Lyons | 2022-07-26 15:10 | 34 RIDGES CT, Portsmouth, NH 03801 | 12300 | Building a partition wall with door in finished attic space, All work is expected to be consistent with the uploaded supporting documentation dated most recent and prior to approval. Residential Renovation, some structural change, no change in occupancy classification.
BLDG-22-580 | Building Permit Application | Barbara Lyons | 2022-07-26 16:18 | 129 ALDRICH RD, Portsmouth, NH 03801 | 735325 | Residential renovation in accordance with architectural plans provided by Amy Dutton dated 7/21/2022 and structural plans provided by Seaport Engineering, LLC dated 8/12/2022 . Full renovation of existing residence. Removing existing roof and increase head height by 2'. Remove rear sunroom addition and build new addition for a basement gym,1st fl playroom & Office,2nd fl primary bedroom w/ W.I.C.. New rear deck. Â 10/3/22: Revise plans to include full removal of the exterior perimeter walls as they were found to be balloon framed and in marginal condition. This revision has been approved administratively by Planner Peter Stith on 10/3/22.
BLDG-22-581 | Building Permit Application | Debra Cassel | 2022-07-26 16:26 | 17 HANCOCK ST, Portsmouth, NH 03801 | 11875
BLDG-22-582 | Building Permit Application | Natan Aviezri | 2022-07-26 17:43 | 75 MONROE ST, Portsmouth, NH 03801 | 20000 | The proposed work is on a single family building on the property at 75 Monroe st. This building had the address of 6 Ward Place. We are looking to extend existing dormers to full width of the floor and to replace exiting wall with a support beam. No change in occupancy classification. Beams and other structural members to follow uploaded documentation on 10/6/22
BLDG-22-583 | Building Permit Application | Keith Pattison | 2022-07-26 20:22 | 2800 LAFAYETTE RD, Portsmouth, NH 03801 | 30000 | Commercial Alter/Renovations-Tenant Fit Up for Plato's Closet (Clothing Consignment Store)2800 Lafayette Road, Units #6,7 and 8Project to Include:Interior Renovation/ Reconfigure Three Units into a Single Unit for Plato's Closet, Interior nonstructural demolition to include: Cap and terminate utilities, (Separate Permitting Required for electrical, Plumbing, and Mechanical Systems) Remove Interior nonstructural demising walls between units 6, 7 and unit #8 to create one unit as per Sheet labelled Demolition Plan. Remove bathrooms from unit 6 and unit 7, Infill floor and construct new rear partition wall to create new storage/receiving area, Construct compliant ADA bathroom. Install new ceiling grid and lighting (Separate electric permit) Install new interior finishes per plan by Port City Design, labelled Plato's Closet (tenant fit-up). Interior layout per plan by Designed environments, Inc. dated 8.3.22* Separate Plumbing, Mechanical, Electrical and Sprinkler permitting required.* Separate Sprinkler permit review and approval required.
BLDG-22-584 | Building Permit Application | Beth Danilowski | 2022-07-27 15:33 | 142 STATE ST, Portsmouth, NH 03801 | 3500 | Commercial Alter/Remodel- Interior Renovations to Richardson's Market/ Portsmouth Provisions and Install a new exterior exit with landingProject to Include:Remove half-wall at rear of Googies Sandwich shop, Construct new interior non-structural wall to divide Googies from Portsmouth Provisions (Richardson's Market). Install new lockable door to divide units. Construct new ADA Compliant Bathroom as per approved plans and specifications.* Separate Plumbing, Mechanical and Electrical Permitting Required.Â * No Change in Use or Occupancy- Dividing two existing uses/areas* No Exterior changes authorized under this permit approval. Exhaust fan termination shall be reviewed and approved under the mechanical permit.* ADA Compliance- Existing Noncompliant Accessible Structures shall be equipped with an exterior notification buzzer (Bell) system. The notification system shall be installed at the entrance of Richardson's Market and Googie's Â Sandwich Shop with approved signage. Bell shall notify business owner(s) that assistance is required for entering the business.
BLDG-22-585 | Building Permit Application | Asim Hafeez | 2022-07-27 16:38 | 585 OCEAN RD, Portsmouth, NH 03801 | 28000 | Installation of a safe and code-compliant, grid-tied PV solar system on an existing residential roof. 28Panels/11.20kw DC
BLDG-22-586 | Building Permit Application | Beth Danilowski | 2022-07-27 19:36 | 142 STATE ST, Portsmouth, NH 03801 | 10000 | Remove old asphalt roof shingles and replace with new asphalt architectural shingles
BLDG-22-587 | Building Permit Application | Anni Jones | 2022-07-27 20:52 | 237 EDMOND AVE, Portsmouth, NH 03801 | 11500 | Residential renovation. No change in occupancy classification. Demolish the overhang on the left side of the house where the driveway is and add a 12' x20' carport extending from the left side of the house (which serves as one wall). Â A peaked roof will be added extending just below the second-story windows and it will span about 17 feet wide. Â Four posts on the left side of the roof will be secured to the ground with 4 sonatubes to secure the new wall that will be built there (this serves as the second wall). Â One window will also be put in that wall (since the carport will be covering up a window on the house). Â The length of the carport is 20 feet. Â The floor of the carport is the driveway which consists of mainly tar with a few bricks. Â The finished carport will be a little over 10 feet from the property line on the left and more than 30 feet from the front (it extends to the same length as the house) and well over 60 feet from the back of the property (it doesn't even extend to the end of the house anyway). Â My Â yard is a total of .25 acres, and the carport will conform to the percentage of the amount of building space allowed in the yard. Â The carport will be vinyl sided and the roof will have "weathered wood" colored architecural Timberline GAF shingles to match the house.
BLDG-22-588 | Building Permit Application | Matt Mercier | 2022-07-28 12:03 | 77 ELWYN AVE, Portsmouth, NH 03801 | 7555 | Repair and maintain a failed rear entry deck and stairs with 5 total rises. The 48" wide, 72" long deck will be 2x8 PT joists. The total rise is 38.75". Upper guardrail and stairrail will be 36" high and no more than 4" baluster spacing, the spacing under upper guardrail will be no more than 4". The stair rail will be apx. 36" high from nose of tread. An attached handrail will be no less than 34" from nose of tread.
BLDG-22-589 | Building Permit Application | Seth Monkiewicz | 2022-07-28 14:18 | 42 HARVARD ST, Portsmouth, NH 03801 | 150000 | Demolition of garage roof & mudd room roof. Add addition of a full 1 bed room apartment above existing garage & mudd room. Two exterior entry/exit egress points.Â
BLDG-22-590 | Building Permit Application | Sandeep Gautam | 2022-07-28 19:18 | 35 GOSLING RD, Portsmouth, NH 03801 | 20000 | Commercial renovation. No structural work or change in occupancy classification. Installing PTAC Unit below each guest room's windows. Total Guestrooms 109. Total new PTAC Locations 111
BLDG-22-591 | Building Permit Application | Michael Lucas | 2022-07-29 | 45 COFFINS CT, Portsmouth, NH 03801 | 150000 | Residential Renovation, some structural change, no change in occupancy classification. Renovate the exterior and interior of both both units. Â Replace failing wall/ceiling plaster with new drywall, add insulation, replace finish trim, and install new kitchen cabinets and appliances. Â Update the MEP systems. Â Expand the second floor with a 90 sqft addition above an existing first floor structure. Â Add a deck at the back of the first floor. Â Add a second story front and back porch. Replace roof and add dormers. Â Replace siding. All work to be done in accordance with the supplied plans dated Â 7/21/22 and a revision note supplied on 8/18/22 Â and drawn by or supplied by Ross Engineering Â Â Â Â
BLDG-22-592 | Building Permit Application | Randy King | 2022-08-02 00:01 | 50 SEWALL RD, Portsmouth, NH 03801 | 12000 | Residential renovation. No structural work or change in occupancy classification. Renovate existing 5'x6' first floor half bathroom with new floor tile, vanity, sink and toilet.
BLDG-22-593 | Building Permit Application | Nathan Ashe | 2022-08-02 11:52 | 46 RIDGES CT, Portsmouth, NH 03801 | 11271 | Residential project, no structural work or change in occupancy classification: Install roof-mounted solar panels: 17(340W) panels 5.78kwdc. NO structural upgrades needed per PE.
BLDG-22-594 | Building Permit Application | Thomas Cove | 2022-08-02 12:34 | 2454 LAFAYETTE RD, Portsmouth, NH 03801 | 720000 | Addition to retail building, 2 new proposed lease spaces (1229 SF & 2400SF).
BLDG-22-595 | Building Permit Application | Jeffrey Whitmore | 2022-08-02 13:08 | 50 DANIEL ST, Unit 1, Portsmouth, NH 03801 | 55200 | Commercial renovation. Â No structural work, no change in occupancy classification. Replacement of level one flooring, repair to water damage sheet rock, remove basement carpet and epoxy concrete & paint entire unit.Â
BLDG-22-596 | Building Permit Application | Bradford Charters | 2022-08-02 14:16 | 1 JUNKINS AVE, Portsmouth, NH 03801 | 39983 | Renovation to Conference Room 310, Storage Room 312, Storage 1 and a select area of the Corridor. Â Includes construction of a new LGMF / gypsum non load bearing non rated demising wall, installation of (1) new wood door from Corridor to Storage 1, removal and infill of (1) existing door into the Conference room, removal and replacement of the existing ACT ceiling, painting and patching.
BLDG-22-597 | Building Permit Application | Jon Kenyon | 2022-08-02 14:27 | 456 LINCOLN AVE, Unit 3, Portsmouth, NH 03801 | 2750 | remove chimney, frame in the hole, install plywood, water proof surrounding area, patch in shingles. Residential Renovation, no structural change, no change in occupancy classification
BLDG-22-598 | Building Permit Application | Jon Kenyon | 2022-08-02 14:30 | 454 LINCOLN AVE, Unit 2, Portsmouth, NH 03801 | 2750 | remove chimney, frame in the hole, install plywood, water proof surrounding area, patch in shingles
BLDG-22-599 | Building Permit Application | Jon Kenyon | 2022-08-02 14:32 | 462 LINCOLN AVE, Unit 4, Portsmouth, NH 03801 | 2750 | remove chimney, frame in the hole, install plywood, water proof surrounding area, patch in shingles. Residential Renovation, no structural change, no change in occupancy classification
BLDG-22-600 | Building Permit Application | Jon Kenyon | 2022-08-02 14:34 | 448 LINCOLN AVE, Unit 1, Portsmouth, NH 03801 | 2750 | remove chimney, frame in the hole, install plywood, water proof surrounding area, patch in shingles. Residential Renovation, no structural change, no change in occupancy classification
BLDG-22-601 | Building Permit Application | Jeffrey Landry | 2022-08-02 14:40 | 36 WILSON RD, Portsmouth, NH 03801 | 57039 | Residential installation, no change in occupancy classification. Installation of inground swimming pool. Size and location as depicted in attached plans.Â
BLDG-22-602 | Building Permit Application | chuck white | 2022-08-02 18:28 | 579 SAGAMORE AVE, Unit 54, Portsmouth, NH 03801 | 130000 | Remodel kitchen : Remove cabinets, counter top and flooring. remove half wall and full (non bearing) wall.Install new flooring, Cabinets and counter tops.Powder bath: Remove carpet at first floor to allow for white oak hardwood. Remove and replace vanity and sink in first floor powder bath.Primary Bath: Remove fixtures, tile and down to frame at second floor primary bath. Install new tub, shower base for tiled shower, double sink and 2 new solid core doors. Primary bedroom: remove and replace carpet.Stairs: new white oak treads with new risers, skirt boards and railing.
BLDG-22-603 | Building Permit Application | Aaron Wendt | 2022-08-03 16:43 | 30 HARRISON AVE, Portsmouth, NH 03801 | 16000 | Residential construction. No structural change or change in occupancy classification. INSTALL 20 ROOF MOUNTED SOLAR PANELS AT 8 KW. Work to be performed in accordance with plans supplied on 9/27/22.
BLDG-22-604 | Building Permit Application | ReVision Energy, Inc | 2022-08-03 17:02 | 32 ROCKINGHAM AVE, Portsmouth, NH 03801 | 47412 | Residential installation. No structural work or change in occupancy classification. Install 11.4kW AC, 16.4kW DC rooftop grid tied solar photovoltaic system consisting of 41 panels and 1 inverter.
BLDG-22-605 | Building Permit Application | Brett Berger | 2022-08-03 18:35 | 71 BRACKETT RD, Portsmouth, NH 03801 | 4000 | Construct an 8x12 shed to left side of property meeting 5' setbacks. Wood consturction with metal roof sitting on gravel or concrete pad. 6'3" wall height. Total height under 10'. This additional structure will stay within our 20% building coverage allowed for the property.Â
BLDG-22-606 | Building Permit Application | David Molin | 2022-08-03 20:26 | 31 ALDRICH RD, Unit 33, Portsmouth, NH 03801 | 60000 | Build deck at rear of home approx. 12' X 24'Add breezeway at rear of home approx. 5'X 4'
BLDG-22-607 | Building Permit Application | Nathan Ashe | 2022-08-04 13:23 | 55 EDMOND AVE, Portsmouth, NH 03801 | 15659 | Residential construction. No structural work or change in occupancy classification. Install roof-mounted solar panels: 22(365W) panels 8.03kwdc. No structural upgrades needed per PE.
BLDG-22-609 | Building Permit Application | Scott Doughman | 2022-08-04 15:00 | 1400 WOODBURY AVE, Portsmouth, NH 03801 | 4887 | Residential renovation, no structural change or change in occupancy classification: Remove and replace 6 basement windows while making no change to the opening size.Â
BLDG-22-610 | Building Permit Application | Jaime Morin | 2022-08-04 17:25 | 579 SAGAMORE AVE, Unit 41, Portsmouth, NH 03801 | 14701 | Replacement of 4 windows. No structural changes.
BLDG-22-611 | Building Permit Application | Mark A. McNabb | 2022-08-04 17:30 | 60 PENHALLOW ST, Portsmouth, NH 03801 | 100000 | Framing and fit out of the 2nd floor space for Customer's Bank on the 2nd floor. Â HVAC , core plumbing, and bathrooms were completed with the base building permit for the entire building. Â This permit is for framing, drywall, flooring, painting, and miscellaneous finishes. Â This is Suite 201, which is one of three tenants for this floor.
BLDG-22-612 | Building Permit Application | John Kane | 2022-08-05 14:25 | 98 SUMMER ST, Portsmouth, NH 03801 | 18683 | replace 10 casement windows and 3 storm doors
BLDG-22-613 | Building Permit Application | Lindsey Rutka | 2022-08-05 15:23 | 775 LAFAYETTE RD, Portsmouth, NH 03801 | 85475 | Interior fitout of tenant space for Namco Pools.Â New floor tile, demising wall, overhead door,Â man door, replace ceiling tiles
BLDG-22-614 | Building Permit Application | King Weinstein | 2022-08-05 15:29 | 235 HERITAGE AVE, Portsmouth, NH 03801 | 7500 | No structural work, no change in occupancy classification. Change existing loading dock door to new 9x10.Â
BLDG-22-615 | Building Permit Application | Tom Nickerson | 2022-08-05 16:34 | 73 COURT ST, Portsmouth, NH 03801 | 860 | Commercial installation:Â Manufacturing and installation of steel ADA compliant railings on front of building
BLDG-22-616 | Building Permit Application | Rachel Davis | 2022-08-06 19:19 | 2454 LAFAYETTE RD, Unit 9, Portsmouth, NH 03801 | 0 | Commercial Tenant Fit-Up for Wild Roots Hair Salon - No Construction- Unit #36Project to Include:Change of owner-Tenant Fit-up for existing hair salon (Salon 5), new owner and business name (Wild Roots)No Change in Use or OccupancyNo Construction Authorized Under this permit approval.* Life Safety Inspection Required within 30 days
BLDG-22-617 | Building Permit Application | Luanne Shockley | 2022-08-08 17:06 | 74 SAGE LN, Portsmouth, NH 03840 | 274010 | Residential Single Family- Construct New Sprinklered Single Family Home (Garage Left)Project to Include:Construct New 64'0 x 40'0 Two Story Single Family with 3 Bedrooms and 2.5 Bathrooms as per plans by Artform Home Plans labelled Balmalcolm w/Sunroom, dated 3/24/2022.* Structure approved with unfinished basement* Permit based on Land Use Approvals granted under LU-21-74.* Separate Mechanical, Plumbing, Sprinkler and electrical Permitting Required.Â
BLDG-22-618 | Building Permit Application | Luanne Shockley | 2022-08-08 17:18 | 99 SAGE LN, Portsmouth, NH 03840 | 274010 | Residential Foundation Only- Construct New Foundation Only (Garage Right)Project to Include:Construct New 64'0 x 40'0 Foundation Only as per plans by Artform Home Plans labelled Balmalcolm w/Sunroom, dated 3/24/2022.No Construction Authorized beyond foundation under this permit approval.* As-Built plan verifying location and elevation required prior to issuance of full building permit.* Permit based on Land Use Approvals granted under LU-21-74.* Separate Water, Sewer and Electrical Permitting Required.
BLDG-22-619 | Building Permit Application | Luanne Shockley | 2022-08-08 17:23 | 84 SAGE LN, Portsmouth, NH 03840 | 247280 | To construct a single famliy house in an approved 56 lot subdivision called Parson Woods off of Peverly hill rd.
BLDG-22-620 | Building Permit Application | Luanne Shockley | 2022-08-08 17:24 | 98 SAGE LN, Portsmouth, NH 03840 | 310860 | Residential Foundation Only- Construct New Foundation Only (Garage Left)Project to Include:Construct New 57'0 x 41'6" Foundation Only as per plans by Artform Home Plans labelled Sir Zach w/Sunroom, dated 5/10/2022.No Construction Authorized beyond foundation under this permit approval.* As-Built plan verifying location and elevation required prior to issuance of full building permit.* Permit based on Land Use Approvals granted under LU-21-74.* Separate Water, Sewer and Electrical Permitting Required.
BLDG-22-621 | Building Permit Application | Luanne Shockley | 2022-08-08 17:26 | 102 SAGE LN, Portsmouth, NH 03840 | 253440 | To construct a single family home in an approved 56 lot subdivision called Parson woods off of Peverly hill road.
BLDG-22-622 | Building Permit Application | Luanne Shockley | 2022-08-08 17:28 | 112 SAGE LN, Portsmouth, NH 03840 | 274010 | Residential Foundation Only- Construct New Foundation Only (Garage Left)Project to Include:Construct New 64'0 x 40'0 Foundation Only as per plans by Artform Home Plans labelled Balmalcolm w/Sunroom, dated 3/24/2022.No Construction Authorized beyond foundation under this permit approval.* As-Built plan verifying location and elevation required prior to issuance of full building permit.* Permit based on Land Use Approvals granted under LU-21-74.* Separate Water, Sewer and Electrical Permitting Required.
BLDG-22-623 | Building Permit Application | Luanne Shockley | 2022-08-08 17:29 | 81 SAGE LN, Portsmouth, NH 03840 | 267520 | New Residential Single Family with 4 bedrooms and 2.5 bathroomsProject to Include:Construct New 44'0 x 40'3Â Two Story Single Family Residential Structure (garage Right) as per plans by Artform Home Plans labelled Sweet Cherry Pie, dated 04/08/2022 with 12'0 x 14'0 rear deck.* Basement Level Approved as unfinished utility/storage area.* Permit based on Land Use Approvals granted under LU-21-74.* Separate Water, Sewer and Electrical Permitting Required.* Structure approved with fire sprinkler system. Separate permit approval required
BLDG-22-624 | Building Permit Application | Luanne Shockley | 2022-08-08 17:30 | 89 SAGE LN, Portsmouth, NH 03840 | 226600 | To construct a single family home in an approved 56 lot subdivision called Parson woods off of Pewverly hill road.
BLDG-22-625 | Building Permit Application | Luanne Shockley | 2022-08-08 17:31 | 103 SAGE LN, Portsmouth, NH 03840 | 308220 | Residential Foundation Only- Construct New Foundation Only (Garage Right)Project to Include:Construct New 42'3" x 43'0 Foundation Only with footings for rear 12'0 14'0 deck as per plans by Artform Home Plans labelled Harper, dated 4/13/2022.No Construction Authorized beyond foundation under this permit approval.* As-Built plan verifying location and elevation required prior to issuance of full building permit.* Permit based on Land Use Approvals granted under LU-21-74.* Separate Water, Sewer and Electrical Permitting Required.
BLDG-22-626 | Building Permit Application | Luanne Shockley | 2022-08-08 17:32 | 113 SAGE LN, Portsmouth, NH 03840 | 290070 | To construct a single family house in an approved 56 lot subdivision called Parson Woods off of Peverly hill road.
BLDG-22-627 | Building Permit Application | Jeffrey Hatch | 2022-08-08 17:48 | 579 SAGAMORE AVE, Unit 2, Portsmouth, NH 03801 | 25000 | Residential kitchen Â renovation. No structural work or change in occupancy classification.Remove drywall for rewiring and plumbingRedrywall prime and paintInstall new cabinets, countertops and stove ventReplace floor with tileAll this is in the same foot print of the existing kitchenÂ
BLDG-22-628 | Building Permit Application | Mark A. McNabb | 2022-08-08 17:49 | 60 PENHALLOW ST, Portsmouth, NH 03801 | 50000 | Commercial Tenant Fit Up. Framing and fit out of the 2nd floor space for Paul McKeon, Suite 202 on the second floor. Â HVAC, core plumbing, and bathrooms were completed wiht the base building permit for the entire building. Â This permit is for framing, drywall, flooring, painting, and miscellaneous finishes. Â This is Suite 202, the second of three suites for this floor.Â
BLDG-22-629 | Building Permit Application | stephanie febonio | 2022-08-08 18:06 | 9 SHEAFE ST, Portsmouth, NH 03801 | 118000 | Renovate 2 Â baths, relocate kitchen to 1st floor, reconfigure 2nd & 3rd floor bedrooms, replace 15 windows(as approved by HDC) , Single use residential, 3 beds, 3 baths. This is a change of use making the street level residential a residential. No structural changes are proposed
BLDG-22-630 | Building Permit Application | David Molin | 2022-08-08 18:31 | 31 ALDRICH RD, Unit 33, Portsmouth, NH 03801 | 40000 | Residential renovation. No structural changes or change in occupancy classification. Renovate one full bath and one 1/2 bath.
BLDG-22-631 | Building Permit Application | Sandy Dewing | 2022-08-09 16:18 | 95 BREWERY LN, Portsmouth, NH 03801 | 9500 | Unit 19: Commercial renovation. No structural change or change in occupancy classification. New flooring, painting, add horn strobes as needed, remove and reinstall existing bathroom fixtures, install new retrofit LED lighting to replace existing troughers, replace broken bathroom door and repair sheetrock
BLDG-22-632 | Building Permit Application | DARREL SHORT | 2022-08-09 16:57 | 236 GOSPORT RD, Portsmouth, NH 03801 | 149000 | Per supplied plans dated 7/28/22 Installing inground gunite swimming pool with automatic pool safety cover in backyard. no change of occupancy clasification
BLDG-22-633 | Building Permit Application | PAUL REBELO | 2022-08-09 17:22 | 531 ISLINGTON ST, Portsmouth, NH 03801 | 150000 | Level 3 Commercial renovation. No structural work or change in occupancy classification. Interior/Exterior renovation of existing Dunkin in accordance with plans drawn by Aharonian & Associates Inc. Architects dated 11/19/2021,Project #21057.
BLDG-22-634 | Building Permit Application | Randy King | 2022-08-09 19:05 | 244 MARCY ST, Portsmouth, NH 03801 | 10000 | Residential renovation: Scope of work for this permit is strictly limited to repairing rot in the exterior wall between 238 and 244 Marcy Street. Window and siding replacement shall be submitted in a different permit after HDC approval.Â
BLDG-22-635 | Building Permit Application | ReVision Energy, Inc | 2022-08-10 16:15 | 97 MORNING ST, Portsmouth, NH 03801 | 13000 | Install 8.8kW DC rooftop grid tied solar photovoltaic system consisting of, but not limited to, 22 panels and 22 microinverters. All work is expected to be consistent with the uploaded supporting documentation dated most recent and prior to the date of approval.
BLDG-22-636 | Building Permit Application | Derek Yeager | 2022-08-10 17:00 | 108 BUCKMINSTER WAY, Portsmouth, NH 03801 | 26000 | Demo existing deck frame in new deck 16Ã—16 with a little deck off to the side with a few steps down it will be attached to the 16x16 which will be 10Ã—16 deck. All ledgers and carrion beam will be bolted together with GRK structural screws all joist will have hangers. This is a residential deck wit some structural change/modification. There is no change in occupancy classification.Â
BLDG-22-637 | Building Permit Application | Admin Desk | 2022-08-10 20:28 | 33 SOUTH MILL ST, Portsmouth, NH 03801 | 24320 | 6.4kW DC roof mounted solar array; 16 modules, grid-tied
BLDG-22-638 | Building Permit Application | Scott Doughman | 2022-08-10 20:53 | 901 BANFIELD RD, Portsmouth, NH 03801 | 35941 | Remove and replace 15 windows. Like for like, no structural changes
BLDG-22-639 | Building Permit Application | Scott Doughman | 2022-08-10 21:04 | 21 CLEVELAND DR, Portsmouth, NH 03801 | 15351 | Remove and replace 6 windows per attached contract. Like for like, no structural changes
BLDG-22-640 | Building Permit Application | Scott Doughman | 2022-08-10 21:09 | 245 ISLINGTON ST, Unit 6, Portsmouth, NH 03801 | 8941 | Residential Remodel- Replace Two Windows In-KindProject to Include:Remove and replace (2) Two Windows as per Historic District Commission Administrative Approval dated September 07, 2022 under LUHD-519. * No Structural Changes.* No Change in egress/Rescue Opening Size- Window size shall be the same operating style and size
BLDG-22-642 | Building Permit Application | Kenneth Couperthwait | 2022-08-11 13:07 | 621 ISLINGTON ST, Unit B, Portsmouth, NH 03801 | 78000 | Â Commercial renovation. Renovate existing commercial condo into residential condo. Work to be done in accordance with plans supplied by CJ Architects, final revision date 9/22/20
BLDG-22-643 | Building Permit Application | Kenneth Couperthwait | 2022-08-11 13:11 | 621 ISLINGTON ST, Unit A, Portsmouth, NH 03801 | 85000 | Â Commercial renovation. Renovate existing commercial condo into residential condo. Work to be done in accordance with plans supplied by CJ Architects, final revision date 9/22/20
BLDG-22-644 | Building Permit Application | Arthur Young | 2022-08-12 17:16 | 192 LINCOLN AVE, Portsmouth, NH 03801 | 250000 | Repair existing porch access, use existing stairway, apply new compositedecking and trex aluminum railings. Size approximately 8'x12' stairway set into that space.
BLDG-22-645 | Building Permit Application | Kimberly Hannemann | 2022-08-12 17:38 | 14 NIXON PARK, Portsmouth, NH 03801 | 268500 | Residential Addition/Alter/RemodelProject to Include:- Addition of master bedroom suite, including master bath, above garage- addition of front entry way- addition of kitchen (extension of existing kitchen) where current screened in porch is located- renovate existing kitchen, 1/2 bath, laundry and back den room; remove existing wall between kitchen and den- renovate existing two full baths on second floor- replace all windows- Â install sliders in back den and build deck off of den for outdoor seating, dining and grill- install larger garage doors (height)- re-side exterior per plansThere is no change to the use and will be constructed in accordance with plans provided by Distinctive Designs dated7/27/22
BLDG-22-646 | Building Permit Application | Laurene Anderson Ashe | 2022-08-13 19:29 | 875 ISLINGTON ST, Portsmouth, NH 03801 | 6000 | Commercial renovation. No structural change or change in occupancy classification. Replacing flooring, paint one room, additional lights, add one salon sink.
BLDG-22-647 | Building Permit Application | Paul Messier | 2022-08-15 10:21 | 171 WALKER BUNGALOW RD, Portsmouth, NH 03801 | 1100 | Residential construction, deck was constructed without an approved permit. Completely remove existing deck, replace with new deck in the same footprint. Â
BLDG-22-648 | Building Permit Application | Richard Aversa | 2022-08-15 13:55 | 184 MADISON ST, Portsmouth, NH 03801 | 25000 | Building A, Unit #7, 184 Madison StreetCommercial Renovations- Nonstructural Interior Renovations to Unit #7 (Building A)184 Madison StreetProject to Include:Interior nonstructural demolition removing existing floor coverings, cabinetry, and plumbing fixtures (Separate Plumbing Permit required). Install new interior finishes as per approved plans. Paint interior walls and trim.* Separate Plumbing, Mechanical and Electrical Permitting Required* No Change in Use or Occupancy*Integrity of existing Listed Assemblies to be maintained. All penetrations (new or existing) to be properly firestopped and then inspected by Building Official prior to covering.Â NOTE* Fire Separation/Fire Stopping Inspection Required prior to installing fixtures, flooring, cabinets or interior finishes. Once interior demolition has been completed you must schedule a fire-stopping inspection.
BLDG-22-649 | Building Permit Application | Richard Aversa | 2022-08-15 14:04 | 184 MADISON ST, Portsmouth, NH 03801 | 25000 | Building A, Unit #9, 184 Madison StreetCommercial Renovations- Nonstructural Interior Renovations to Unit #9 (Building A)184 Madison StreetProject to Include:Interior nonstructural demolition removing existing floor coverings, cabinetry, and plumbing fixtures (Separate Plumbing Permit required). Install new interior finishes as per approved plans. Paint interior walls and trim.* Separate Plumbing, Mechanical and Electrical Permitting Required* No Change in Use or Occupancy*Integrity of existing Listed Assemblies to be maintained. All penetrations (new or existing) to be properly firestopped and then inspected by Building Official prior to covering.Â NOTE* Fire Separation/Fire Stopping Inspection Required prior to installing fixtures, flooring, cabinets or interior finishes. Once interior demolition has been completed you must schedule a fire-stopping inspection.
BLDG-22-650 | Building Permit Application | Richard Aversa | 2022-08-15 14:15 | 184 MADISON ST, Portsmouth, NH 03801 | 25000 | Building A, Unit #24, 184 Madison StreetCommercial Renovations- Nonstructural Interior Renovations to Unit #24 (Building A)184 Madison StreetProject to Include:Interior nonstructural demolition removing existing floor coverings, cabinetry, and plumbing fixtures (Separate Plumbing Permit required). Install new interior finishes as per approved plans. Paint interior walls and trim.* Separate Plumbing, Mechanical and Electrical Permitting Required* No Change in Use or Occupancy*Integrity of existing Listed Assemblies to be maintained. All penetrations (new or existing) to be properly firestopped and then inspected by Building Official prior to covering.Â NOTE* Fire Separation/Fire Stopping Inspection Required prior to installing fixtures, flooring, cabinets or interior finishes. Once interior demolition has been completed you must schedule a fire-stopping inspection.
BLDG-22-651 | Building Permit Application | Richard Aversa | 2022-08-15 14:25 | 184 MADISON ST, Portsmouth, NH 03801 | 25000 | Building B, Unit #2, 186 Madison StreetCommercial Renovations- Nonstructural Interior Renovations to Unit #2 (Building B)186 Madison StreetProject to Include:Interior nonstructural demolition removing existing floor coverings, cabinetry, and plumbing fixtures (Separate Plumbing Permit required). Install new interior finishes as per approved plans. Paint interior walls and trim.* Separate Plumbing, Mechanical and Electrical Permitting Required* No Change in Use or Occupancy*Integrity of existing Listed Assemblies to be maintained. All penetrations (new or existing) to be properly firestopped and then inspected by Building Official prior to covering.Â NOTE* Fire Separation/Fire Stopping Inspection Required prior to installing fixtures, flooring, cabinets or interior finishes. Once interior demolition has been completed you must schedule a fire-stopping inspection.
BLDG-22-652 | Building Permit Application | Aaron Brown | 2022-08-15 15:07 | 108 SPRING ST, Portsmouth, NH 03801 | 11500 | Replace worn roof with new asphalt shingles (main roof only, not the flat rubber roof)
BLDG-22-653 | Building Permit Application | Richard Aversa | 2022-08-15 15:26 | 184 MADISON ST, Portsmouth, NH 03801 | 25000 | Building B, Unit #7, 186 MadisonCommercial Renovations- Nonstructural Interior Renovations to Unit #7 (Building B) 186 Madison StreetProject to Include:Interior nonstructural demolition removing existing floor coverings, cabinetry, and plumbing fixtures (Separate Plumbing Permit required). Install new interior finishes as per approved plans. Paint interior walls and trim.* Separate Plumbing, Mechanical and Electrical Permitting Required* No Change in Use or Occupancy*Integrity of existing Listed Assemblies to be maintained. All penetrations (new or existing) to be properly firestopped and then inspected by Building Official prior to covering.Â NOTE* Fire Separation/Fire Stopping Inspection Required prior to installing fixtures, flooring, cabinets or interior finishes. Once interior demolition has been completed you must schedule a fire-stopping inspection.
BLDG-22-654 | Building Permit Application | Andrea Hurwitz | 2022-08-15 15:30 | 129 ALDRICH RD, Portsmouth, NH 03801 | 3000 | Tuff Shed will be placing an 8x10' shed at the back of our property. Â The shed will be used for garden/yard storage.Â
BLDG-22-655 | Building Permit Application | Richard Aversa | 2022-08-15 15:30 | 184 MADISON ST, Portsmouth, NH 03801 | 25000 | Building B, Unit #9, 186 Madison StreetCommercial Renovations- Nonstructural Interior Renovations to Unit #9 (Building B)186 Madison StreetProject to Include:Interior nonstructural demolition removing existing floor coverings, cabinetry, and plumbing fixtures (Separate Plumbing Permit required). Install new interior finishes as per approved plans. Paint interior walls and trim.* Separate Plumbing, Mechanical and Electrical Permitting Required* No Change in Use or Occupancy*Integrity of existing Listed Assemblies to be maintained. All penetrations (new or existing) to be properly firestopped and then inspected by Building Official prior to covering.Â NOTE* Fire Separation/Fire Stopping Inspection Required prior to installing fixtures, flooring, cabinets or interior finishes. Once interior demolition has been completed you must schedule a fire-stopping inspection.
BLDG-22-656 | Building Permit Application | Richard Aversa | 2022-08-15 15:34 | 184 MADISON ST, Portsmouth, NH 03801 | 25000 | Building C, Unit #16, Â 188 MadisonCommercial Renovations- Nonstructural Interior Renovations to Unit #16 (Building C) 188 Madison StreetProject to Include:Interior nonstructural demolition removing existing floor coverings, cabinetry, and plumbing fixtures (Separate Plumbing Permit required). Install new interior finishes as per approved plans. Paint interior walls and trim.* Separate Plumbing, Mechanical and Electrical Permitting Required* No Change in Use or Occupancy*Integrity of existing Listed Assemblies to be maintained. All penetrations (new or existing) to be properly firestopped and then inspected by Building Official prior to covering.Â NOTE* Fire Separation/Fire Stopping Inspection Required prior to installing fixtures, flooring, cabinets or interior finishes. Once interior demolition has been completed you must schedule a fire-stopping inspection.
BLDG-22-657 | Building Permit Application | Luanne Shockley | 2022-08-15 18:00 | 88 SAGE LN, Portsmouth, NH 03840 | 285560 | Construct New 4 Bedroom, 3.5 bathroom Single Family Residential StructureProject to Include:Construct New 54'0 x 40'0 Two Story Single Family Structure as per plans by Artform Home Plans labelled Gaira, dated 8/11/2022, R1-8/11/2022- Reversing plan. (Garage Left), with 14'0 x 14'0 Sunroom and 14' 3-1/2" x 12'0 deck * Basement Approved as unfinished level- Utility/Storage Use only* Structure approved with Fire Sprinkler system- Separate permit required.* Permit based on Land Use Approvals granted under LU-21-74.* Separate Water, Sewer and Electrical Permitting Required.
BLDG-22-658 | Building Permit Application | Scott McDermott | 2022-08-15 19:41 | 120 THORNTON ST, Portsmouth, NH 03801 | 8951.8 | Kitchen remodeling work: Replace wood floors in kitchen only. Move and reset kitchen island and associated electrical (two outlets). Move refrigerator and associated water line for refrigerator. Move gas stove and associated gas line for stove. Re-arrange cabinetry. Move microwave location. Add new recessed lighting and pendants. Install new sink. Install new counter tops. this is a residential renovation, no structural change, no change in occupancy classification. Â
BLDG-22-659 | Building Permit Application | Arna Lewis | 2022-08-16 00:15 | 41 SALTER ST, Portsmouth, NH 03801 | 250000 | Residential renovation. No change in occupancy classification. Addition of a bedroom above existing kitchen (on existing foundation) including four new windows. Exterior to match existing shakes and trim and roof line. Replace two additional windows upstairs.Remodel of the existing upstairs bathroom. Remodel the downstairs kitchen including new flooring, cabinets, and replace four existing windows and one sliding exterior door. All work to be performed in accordance with the plans provided on 9/2/22.
BLDG-22-661 | Building Permit Application | Justin Krogue | 2022-08-16 16:38 | 65 TAFT RD, Portsmouth, NH 03801 | 46669 | Installation of 22 roof mounted solar panels- 7.6 KW- No ESS
BLDG-22-662 | Building Permit Application | Donald Turgeon | 2022-08-16 17:26 | 164 CORPORATE DR, Portsmouth, NH 03801 | 100000 | Commercial Renovation to Existing Building for Lonza BiologicsÂ Project to Include:Construct new fire-rated demising walls and rework acoustical ceilings in order to create a separation between the spaces.Â No structural change and no change in occupancy classification.Â Â
BLDG-22-663 | Building Permit Application | Ben Auger | 2022-08-16 19:58 | 147 CONGRESS ST, Portsmouth, NH 03801 | 3500 | Commercial renovation. No structural work or change in occupancy classification. Remove drop ceiling on first floor of building, not to include back hall/stairway in order to assess mechanical situation under second floor. Remove vinyl floor in same area of first floor.Â
BLDG-22-664 | Building Permit Application | Rodney Harnois | 2022-08-17 18:54 | 29 VAUGHAN ST, Portsmouth, NH 03801 | 3000 | 29 Vaughn Street- Unit #35- Replace WindowProject to Include:Commercial renovation. No structural work or change occupancy classification. Per the HDC admin approval granted under LUHD-467 with condition, the new window shall match the other window as closely as possible.Â The window approved by the HDC is EFCO clear anodized with 1" insulated laminated glassÂ
BLDG-22-665 | Building Permit Application | Edward Patenaude | 2022-08-17 19:22 | 57 SHERBURNE AVE, Portsmouth, NH 03801 | 345000 | construction of a new single family home (approx 2345 sq ft)Â
BLDG-22-667 | Building Permit Application | Kristin Johnston | 2022-08-18 14:20 | 145 LAFAYETTE RD, Portsmouth, NH 03801 | 0 | Violation Resolution- Remove illegal basement level kitchen and correct outstanding permitting issues.Project to Include:Remove Basement level kitchen: Remove cabinets, countertops and appliances associated with basement level illegal kitchen. Basement Occupancy prohibited and the level is approved for storage/Utility use only.* Change in Occupancy or Use of basement level will require separate permit approval.* Separate Plumbing, Electrical and Mechanical Permitting Required.* Basement Level Approved for Storage Use Only.Prior to the issuance of a Certificate of Occupancy it is required that all plumbing, electrical and mechanical be reviewed by a licensed professional and assessed for safe use.
BLDG-22-668 | Building Permit Application | Nathan Ashe | 2022-08-18 15:17 | 221 MCKINLEY RD, Portsmouth, NH 03801 | 11388 | Install roof-mounted solar panels: 16(365W) panels 5.84kwdc. No structural upgrades needed per PE. Â Residential installation, no structural change, no change in occupancy classification. All work is expected to be consistent with the uploaded supporting documentation dated most recent and prior to the date of approval
BLDG-22-669 | Building Permit Application | Michael Fessenden | 2022-08-18 17:53 | 996 MAPLEWOOD AVE, Unit C, Portsmouth, NH 03801 | 5000 | add a small equipment shed on the property for housing lawn & gardening equipment
BLDG-22-670 | Building Permit Application | Shane Fleming | 2022-08-18 23:26 | 407 THE HILL, Unit 6-16, Portsmouth, NH 03801 | 17530 | Commercial Remodel- Replace flooring in two units- NonstructuralProject to Include:Remove flooring and underlayment in both the commercial office unit and the second floor residential unit and install new Hardwood flooring.* No Structural Changes* No Change in Use or OccupancyFire Separation:Â * Fire Separation/Fire Stopping Inspection Required prior to installing fixtures, flooring, cabinets or interior finishes. Once interior demolition has been completed you must schedule a fire-stopping inspection.
BLDG-22-671 | Building Permit Application | Joseph Amico | 2022-08-19 03:24 | 187 GRANT AVE, Portsmouth, NH 03801 | 5180 | PROJECT: Â Shed (non-dwelling structure)Â to be used for storage in backyard.SIZE: 10' x 12' shed; WALLS: 2" x 4" studs, 24" on-center with 1" siding; ROOF: 2" x 4" trusses, 24" on-center with 1/2" exterior grade plywood; FLOOR: Pressure treated 2" x 6" joists, 16" on-center with 5/8" exterior grade plywood sheathing; SHED OPTIONS: Front-side will have 39" single-door and 2 windows; Left-side will have 66" double-door and a Â pressure-treated wooden rampFOUNDATION: Gravel pad (crushed stone), 4-6" deep, leveled, and compacted; pad to extend a minimum of 12" beyond Â shed footprint on all sides; pad framed with Â 4" x 6" pressure treated wood, reinforcted with re-bar;LOCATION: Back right corner of property (when facing from the street); Gravel pad will be located 8' from the rear fence and 8' from the fence on the right-side of yard
BLDG-22-672 | Building Permit Application | Richard Palmasano | 2022-08-19 12:57 | 172 SOUTH ST, Portsmouth, NH 03801 | 70000 | Residential Alter/Remodel- Remodel Kitchen and Two (2) BathroomsProject to Include:Kitchen Renovations- Rework existing kitchen cabinets and countertops. Removal of existing tile floor and installation of new hardwood flooring. Widen entry into kitchen from existing 29 to 48 inches. Relocate several light switches. Replace existing recessed lights with more efficient LED lighting.Bath #1 upstairsReplace existing seperate shower and jetted tub with shower-tub combo. Move toilet, add new vanity. Remove existing and install new tile floor. Plumb for stackable washer and dryer. Update lighting, including adding a heated ceiling exhaust fan with light.Bath #2 downstairsReplace existing Ballfoot tub with shower. Add new vanity. Remove existing and install new tile floor. Update lighting, including adding a heated ceiling exhaust fan with light
BLDG-22-673 | Building Permit Application | Steven Hayes | 2022-08-19 14:18 | 1382 SOUTH ST, Portsmouth, NH 03801 | 13000 | Repair stairs, railings, decking and Lattice on front and side porches
BLDG-22-674 | Building Permit Application | Brittny Daly | 2022-08-19 16:30 | 95 BREWERY LN, Portsmouth, NH 03801 | 0 | This is a change of use application. Space was previously occupied by Minuteman Press. We are an established business in Portsmouth moving to a new location. We will not be doing any construction as part of our tenant fit up. Attached is current floor plan which will not change.Â
BLDG-22-675 | Building Permit Application | Ben Kelley | 2022-08-19 17:18 | 258 MAPLEWOOD AVE, Portsmouth, NH 03801 | 3500 | Commercial renovation. Replacing railing and balusters on back porch at 258 Maplewood Ave. HDC exemption approved by Nicholas Cracknell on 9/15/22.Â
BLDG-22-676 | Building Permit Application | Bethany Lawrence | 2022-08-19 19:29 | 88 CARDINAL LN, Portsmouth, NH 03801 | 6000 | Renovation of Back Deck Terrace Same footprint 10' x20'
BLDG-22-677 | Building Permit Application | susan nalewajk | 2022-08-21 14:41 | 456 LINCOLN AVE, Unit 3, Portsmouth, NH 03801 | 60000 | The proposed work at 456 Lincoln Street includes the following:Â Removal of the chimney. The chimney chase will be used for HVAC ductwork.Renovation of the kitchen with installation of new cabinets and appliances in the same location as existing. Removal of the non-load bearing wall between the kitchen and dining room to open the area. Removal of the dropped ceiling in the kitchen area.Installation of a new half bath on the first floor by expanding the pantry closet.Renovation of the existing second floor full bath with new fixtures in the same location.Relocation of the existing laundry from the basement to the second floor landing closet which will be enlarged to accommodate a stackable washer/dryer.Installation of two new closets in bedroom #1 on either side of the bay window.Installation of a new full bath in the existing third floor office. The configuration will replicate the second floor full bath.
BLDG-22-678 | Building Permit Application | Jeffrey Dyer | 2022-08-22 11:55 | 361 ISLINGTON ST, Portsmouth, NH 03801 | 750000 | addition with new kitchen in rear of building, including 2 new restrooms, Â upfit current space with new restaurant style improvments. Â Canopy outside will be renovated and retrofit to allow light through. Â New Electrical and HVAC systems will be installed. Â Additional Details will be available after approval from city boards
BLDG-22-679 | Building Permit Application | Bob Dockham | 2022-08-22 14:38 | 21 BREWSTER ST, Unit 5, Portsmouth, NH 03801 | 44750 | Full gut of master bathroom, reconfigure bathroom with new tub location, tile shower location and vanity location. Â Replace toilet and keep in same location. Â Install tile floor and shower and build a new vanity linen closet. Electrical and plumbing per code. Â Move sprinkler location. This is a residential renovation, no structural change, no change in occupancy classification
BLDG-22-680 | Building Permit Application | Jaime Morin | 2022-08-22 16:28 | 26 WINCHESTER ST, Portsmouth, NH 03801 | 50621 | Replacement of 18 windows and 1 patio door. Residential window and door change, no structural change, no change in occupancy classification. Â
BLDG-22-681 | Building Permit Application | Anna Rogers | 2022-08-22 16:42 | 89 FOUNDRY PL, Portsmouth, NH 03801 | 11356221 | New 4 Story Mixed Use BuildingProject to Include:Construct New 151'-4" by 121'-5" Irregular Shaped Foundation as per plans by Market Square Architects labelled The Residences at Foundry Place, Deer Street Associates Subdivision Lot 6, 88 and 89 Foundry Place (Former Address 18 Hill Street) Foundation Permit, dated 10/22/2022* Permit Approval based on Land Use Approvals Granted under LU-19-154.* As-Built Plans detailing Location, Elevation and compliance with all land use approvals shall be provided prior to the release of the full building permitPreviously issued Foundation Permit BLDG-20-811Land Use ApplicationÂ LU-19-154Residenceâ€™s at Foundry Place, Lot 689/99 Foundry Place and Hill Street181 Hill Street, Tax Map 138 Lot 62Portsmouth, NH 03801Construction Mitigation and Management PlanÂ CMMP-20-4Â
BLDG-22-682 | Building Permit Application | Burns Barford | 2022-08-22 16:48 | 85 NEW HAMPSHIRE AVE, Unit 5, Portsmouth, NH 03801 | 64750 | 85 New Hampshire Ave; Suite 100- MMG Insurance CompanyCommercial alter/Remodel- Renovate Suite 100 for MMG InsuranceProject to Include:Interior renovations of Suite 100.Selective interior nonstructural demolition of nonbearing/non-rated walls as per plan by Market Square Architects labelled 85 NH AVE, dated 08/22/2022 to renovate 5,338 sf space for the expansion of an existing business also within Suite 125.* No Changes to any Fire rated assemblies- Inspection required prior to installing interior finishes* Separate Plumbing, Mechanical, Electrical and Sprinkler permitting required.Â * No Change in Means of Egress or Common areas.
BLDG-22-683 | Building Permit Application | James Perin | 2022-08-22 18:14 | 80 HANOVER ST, Unit 1, Portsmouth, NH 03801 | 150000 | Expansion and total remodel of existing commercial kitchen. Â New 18 ft. commercial hood with heated return air. New/upgraded electrical, plumbing, mechanical. Â Expansion and remodel of existing Men's bathroom. adding a urinal and toilet to make 2 of each. All work shall be constant with uploaded plans on 8/22/22
BLDG-22-684 | Building Permit Application | Marian Caisse | 2022-08-22 18:58 | 260 HOLLY LN, Portsmouth, NH 03801 | 19175 | Install 5.6kW PV solar roof array with 14 Hanwha Q-Peak 400W solar panels and 14 Enphase IQ8+ micro inverters Layout will be constant with plans provided by 603 Solar and uploaded on 8/23/22
BLDG-22-685 | Building Permit Application | Kayla Vettese | 2022-08-22 20:44 | 97 CHESTNUT ST, Portsmouth, NH 03801 | 0 | Tenant Fit-Up for Port City Hair Co. 97 Chestnut Street, Unit CScope of Work: Change of Owner- No Use Change- No Work
BLDG-22-686 | Building Permit Application | Scott Rafferty | 2022-08-22 20:51 | 328 ALDRICH RD, Portsmouth, NH 03801 | 6000 | New Residential Accessory ShedProject to Include:Construct/Install a new 12'0 x 16'0 residential accessory shed structure as per BOA Approval Granted 4/19/2022 under LU-22-56. Original Garage/shed structure demolished under DEMO-22-28.Â
BLDG-22-687 | Building Permit Application | Emma Bierwas | 2022-08-24 14:28 | 948 US ROUTE 1 BYP, Portsmouth, NH 03801 | 0 | Dog walking and providing overnight pet care in client's home. This is for a Home Office only. all client interaction is at the client's place. No change of use and no construction is planned.Â
BLDG-22-688 | Building Permit Application | Michael Snow | 2022-08-24 16:57 | 213 SOUTH ST, Portsmouth, NH 03801 | 20000 | Ref. LUHD-516 (Approved 8/23/22):Daniel Ellison, professional landscaper, is designing and planning to install a 40 ft. L x 2 ft. H x 2 ft. deep stone retaining wall along the sidewalk on the North side of the driveway and property. The stones used and design will be intentionally matched to the existing retaining wall on the Southside of the driveway and that runs between the house and the sidewalk. This is intended to maintain the same historic look.
BLDG-22-689 | Building Permit Application | Jamie Morin | 2022-08-24 18:11 | 528 DENNETT ST, Portsmouth, NH 03801 | 79580 | Remove and replace 28 windows, like for like, no structural changes.
BLDG-22-690 | Building Permit Application | Steven Hayes | 2022-08-24 18:37 | 1382 SOUTH ST, Portsmouth, NH 03801 | 5000 | All work is expected to be consistent with the uploaded supporting documentation dated most recent and prior to the date of approval. Â Proposing to replace Toilet, bathtub and sink. Replace window with tempered glazing then new tile. This is a residential renovation, no structural change, no change in occupancy classification proposed.
BLDG-22-691 | Building Permit Application | Joel Hilton | 2022-08-24 23:49 | 12 AVIATION AVE, Portsmouth, NH 03801 | 19200 | Construction of a 12 ft x 16 ft (192 ftÂ­Â²) Utility Building to support Fuel Tank Farm Operations
BLDG-22-692 | Building Permit Application | Elisabeth Bull | 2022-08-25 15:13 | 110 BREWERY LN, Unit F1, Portsmouth, NH 03801 | 2770
BLDG-22-693 | Building Permit Application | Emily Doe | 2022-08-25 16:37 | 127 WILLARD AVE, Portsmouth, NH 03801 | 10000 | Adding length to the stairs to make them wider, replacing existing stairs with a better, safe step height, and adding a small roof over the stairs for athletics, and weather. **Also to include new siding and new rear stairs**
BLDG-22-694 | Building Permit Application | Mark Traina | 2022-08-26 11:48 | 67 CORPORATE DR, Portsmouth, NH 03801 | 5630
BLDG-22-695 | Building Permit Application | Michael Joanis | 2022-08-26 14:47 | 126 ELWYN AVE, Portsmouth, NH 03801 | 50000 | Residential Accessory Structure- Construct New Detached Garage 15'0 x 22'0Project to Include: Construct New Detached 15'0 x 22'0 Two-Story Garage Structure as per plans by Tuscher Design Group, Labelled The Joanis Residence, dated (no date)* Permit approval based on land use approvals associated with LU-21-158, BOA Approval granted September 21, 2021. * Garage approved as unconditioned space. Second Floor approved as unconditioned storage use. Not approved as habitable area.Â
BLDG-22-696 | Building Permit Application | Elizabeth Bratter | 2022-08-26 16:47 | 159 MCDONOUGH ST, Portsmouth, NH 03801 | 5726 | Â Â Removing one window facing the 159 McDonough St side of the house. Replacing an upstairs bedroom window with an American Craftman 70 Series NFJ Casement-70NCW1, left 35.0475 X 40.813, Â with a line to mimic double hung, it is an egress window (about 9.72 sf). Adding an American Craftman 70 Series NJF Double hung equal sash 23.75 X 48 window facing back of 179 McDonough's garden shed. Replacing the RR track facing Â kitchen window and moving it higher with an American Craftman 70 Series NFJ Double Hung 29.75 X 36. Â Removing one window from the Living Room which faces the RR tracks and replacing it with 3 American Craftsman 70 Series NFJ Double Hung 29.75 X 36 spaced evenly to eachother. Â Replacing the front door with a 36 X80 LH Craft pat smooth FG PH BM and replacing the kitchen rear door with a RH 1 Lite T&R IS BM 32 X 80.Â
BLDG-22-697 | Building Permit Application | Tom Irwin | 2022-08-26 23:05 | 28 CHAPEL ST, Portsmouth, NH 03801 | 23000 | The project involves the restoration of 14 windows, which will be removed for offsite work consisting of removing all paint, re-painting, and repairs where necessary. Invisible balances and weather-stripping will be included as part of the windows restoration. The window restoration project will also include onsite work stripping jams and sills of lead-based paint and re-painting.The project also includes the replacement of 14 aluminum storm windows with custom-made wooden storm windows.
BLDG-22-698 | Building Permit Application | Rodney Rowland | 2022-08-29 15:15 | 65 WASHINGTON ST, Portsmouth, NH 03801 | 1000
BLDG-22-699 | Building Permit Application | Brad Boisvert | 2022-08-29 15:42 | 259 MAPLEWOOD AVE, Portsmouth, NH 03801 | 6000 | Commercial Remodel- Kitchen Remodel Unit #2Project to Include:Interior non-structural remodel. Remove interior ceiling and wall finishes to replace old wiring with modern wiring. Install compliant rated assembly to repair walls and ceiling. Add new a subpanel to upgrade the electric for unit 2 in basement. Replace kitchen cabinets in their current location.Fire Stopping/Fire Separation Inspection Required:* Fire Separation/Fire Stopping Inspection Required prior to installing fixtures, flooring, cabinets or interior finishes. Once interior demolition has been completed you must schedule a fire-stopping inspection.
BLDG-22-700 | Building Permit Application | Eric Burgess | 2022-08-29 16:53 | 49 CASS ST, Portsmouth, NH 03801 | 2000 | Residential Alter- Construct Paver Patio with Natural Gas Fire PitProject to Include:Construct new 450 sq. ft. +/- Paver Patio per approved plans with 36 "Natural Gas Fire Pit with approved setbacks. * Separate Gas Permitting Required for the installation of the fire pit.
BLDG-22-702 | Building Permit Application | Roberta Graper | 2022-08-29 18:58 | 277 THAXTER RD, Portsmouth, NH 03801 | 30000 | kitchen remodel. Removing three walls as plan and engineers letter discusses that was uploaded 8/29/22. Gut kitchen and dinning room .Insulation, drywall, Paint. Run new electric (permits will be pulled by electrician) Install New cabinets and counter tops.
BLDG-22-703 | Building Permit Application | David Ciccalone | 2022-08-29 20:53 | 910 SAGAMORE AVE, Portsmouth, NH 03801 | 165000 | Residential renovation/addition. No change in occupancy classification. Three season room to be demolished and replaced with a 512 sq' addition comprised of living area, office, and bathroom. Work to be performed in accordance with plans submitted by Yankee construction on 8/29/22 dated 5/13/22. This project shall incorporate any and all conditions noted in LU-21-170 and LU-22-114
BLDG-22-704 | Building Permit Application | Jay Barry | 2022-08-30 16:33 | 1 DESFOSSES AVE, Portsmouth, NH 03801 | 8960 | Install a 9'x'13' awning over the existing deck. No structural modifications will be made.Â
BLDG-22-705 | Building Permit Application | Ben Auger | 2022-08-30 16:40 | 147 CONGRESS ST, Portsmouth, NH 03801 | 225000 | Commercial renovation.Description of Proposed Work: The proposed work represents the renovation of a single 3500 sf existing tenant space into three tenant spaces, add new stairway to basement, change some door configurationsÂ and the creation of new core bathrooms. This phase of work requires the installation of automatic fire suppression for the basement and the first floor level. Contrary to the provided details of construction in the plans, this permit will NOT provide for a "tenant fit up" of the two front tenant spaces. Separate tenant fit up permits shall be applied for Â by respective tenants and shall include at a minimum the following information:1. Name of business2. Number of employees3. Hours of operation4. Description of the type of business5. Floor plan showing all shelving, racks, furniture, appliances, etc.Work do be performed in accordance with the most recent plans that were submitted prior to 9/23/22
BLDG-22-706 | Building Permit Application | Jose Estrada | 2022-08-30 17:44 | 132 MIDDLE ST, Portsmouth, NH 03801 | 60000 | renovate kitchen and bathroom, new floors, new paint, new bedroom doors, new or match trim.
BLDG-22-707 | Building Permit Application | Gary Nadeau | 2022-08-30 18:11 | 138 ROCKLAND ST, Portsmouth, NH 03801 | 10000 | Add Â 13 solar electric panels and associated electric equipment for a 4.55 kW roof top array . Residential installation, no structural change required, no change in occupancy classification.
BLDG-22-708 | Building Permit Application | Andrew Mallison | 2022-08-30 19:27 | 752 SOUTH ST, Portsmouth, NH 03801 | 5000 | To construct an external staircase on the west elevation of the property to act as fire egress and also additional access to the second floor. Entry to the property will be into a small foyer space connecting the master bedroom to a bathroom. Construction will be mainly timber with composite treads suitable for external use.Â Â
BLDG-22-709 | Building Permit Application | Ben Auger | 2022-08-31 19:13 | 70 PLEASANT POINT DR, Portsmouth, NH 03801 | 1200000 | Two-story, 5,408 SF, single-family dwelling. Included are access, grading, utilities, stormwater management, and landscaping.
BLDG-22-710 | Building Permit Application | Octavian Filoti | 2022-08-31 20:32 | 1050 WOODBURY AVE, Portsmouth, NH 03801 | 6000 | Install a Â Pre panelized, to be assembled on site. it's aÂ 9' x' 10' Â Shed/BunkHouse for kids to play in. no change in occupancy
BLDG-22-711 | Building Permit Application | Jeffrey Foy | 2022-08-31 21:35 | 67 RIDGES CT, Portsmouth, NH 03801 | 4000 | Adding a small deck with stairs and a ramp to the back of the house
BLDG-22-712 | Building Permit Application | Jeffrey Foy | 2022-08-31 21:44 | 67 RIDGES CT, Portsmouth, NH 03801 | 3000 | Residential renovation. No structural work or change in Â occupancy classification. Adding half bath to lower level of home. There will not be an operable window and so a ventilation fan will be required.Â
BLDG-22-713 | Building Permit Application | ReVision Energy, Inc | 2022-09-01 12:22 | 815 SOUTH ST, Portsmouth, NH 03801 | 35587 | 11.2KW DC GRID TIED SOLAPHOTOResidential Solar Array- Roof Mounted - No StructuralProject to Include: Install an 11.2kW DC Grid Tied Solar Photovoltaic System consisting of 28 panels and 1 inverter as per plans by Revision Energy dated 8/25/2022. As per EAH Structural Consulting review dated August 30,2022, the existing roof is deemed adequate to support the imposed loads and no reinforcement is necessary.Â * No Change of occupancy classification.* Separate Electrical Permitting Required. Â 11.2KW DC GRID TIED SOLARPHOTOVOLTAI
BLDG-22-714 | Building Permit Application | Daniel Keith | 2022-09-01 13:08 | 275 CONSTITUTION AVE, Portsmouth, NH 03801 | 30000 | Demolition and relocation of interior non-bearing walls
BLDG-22-715 | Building Permit Application | Bill Camarda | 2022-09-01 19:46 | 809 STATE ST, Portsmouth, NH 03801 | 7500 | Residential renovation. No change in occupancy classification. Replacing decking and railings on front porch. This permit does not include extending side deck by 4'-2" as this will require no less than two separate variances. PRIOR TO INSTALLING THE REPLACEMENT DECKING A FRAME/FASTENER INSPECTION IS REQUIRED
BLDG-22-716 | Building Permit Application | Robert Dykman | 2022-09-02 16:07 | 49 MARKET ST, Portsmouth, NH 03801 | 50000 | No change of occupancy classification. proposed are Interior cosmetic renovation of the existing retail jewelry store. Â removal of the old millwork, flooring, lighting and some non structural partition walls. Â Installation of new LED lighting, construction of non structural partitions, painting and wall finishes, along with new flooring all as per attached plans dated 5/2/22 by G R I D / 3 InternationalÂ Inc . Total space is approx. 20x60Â
BLDG-22-717 | Building Permit Application | Ashley Herrick | 2022-09-02 18:27 | 48 WATSONS LANDING, Portsmouth, NH 03801 | 8500 | Residential renovation. No change structural work or change in occupancy classification. Adding 85 square foot Mudroom to basement, exterior doors to be added to either side of room, finished stairwellÂ
BLDG-22-718 | Building Permit Application | Paul Delisle | 2022-09-04 14:07 | 411 THE HILL, Unit 6-14, Portsmouth, NH 03801 | 15000 | Add a 3/4 bath and a kitchen sink
BLDG-22-719 | Building Permit Application | Leonard Cushing | 2022-09-05 15:24 | 73 PROSPECT ST, Portsmouth, NH 03801 | 10000 | Finish 4 Unit Building constructed under lapsed permit #30625Project to Include:Finishes to Core and shell of Condominium Converted 4 Unit Building originally permitted as a single owner apartment house with 4 units approved under the 2009 IBC.Original Scope of work:New Commercial Apartment House (4) UnitConstruct new (4) Four unit Sprinklered Apartment House on approved foundation as per plans by McHenry Architecture dated 6/29/2018.NOTE* Site shall be maintained in compliance with Site Plan Approval Granted by the Planning Board on December 15, 2005 and as per Administrative Approval for Site Plan dated August 10, 2017.* per stipulation #2 of the November 6, 2017 Historic District Commission approval, the exposed foundation shall be veneered on three sides (including the street side) with field stone to match existing foundation.Permit Issuance Based on the following Approvals:Site Approval As Per Technical Advisory Committee Approval Granted November 29, 2005 with Stipulations; Site Review Approval Granted December 15, 2005 with Stipulations; Administrative Approval dated October 2, 2009; Administrative Approval dated March 17, 2011. HDC Approval Granted April 5, 2017 with Stipulations and HDC Approval Granted November 1, 2017; Extension of Administrative Approval for a One Time- One Year Extension dated August 20, 2018.Site Maintained in Compliance at all times with Site Plan Approval granted December 15, 2005 and Plans by Ross Engineering, Job Number 05-013, Sheets 1 amended 12/8/2005, Sheet 2 amended 12/15/2005, Sheet 3 amended 12/15/2005 and Sheet 4 amended 12/15/2005. and Site Plan by Ross Engineering, Job Number 17-093, Sheets 1 of 2, amended 3/23/2018 and Sheet 2 of 2, amended 3/23/2018. Amended bulkhead location 4/8/2019.McHenry Plan, Exterior Elevation change Sheet A301, dated 6/29/18, amended 6/13/2019 and Sheet A-1 dated 6/2519 for enlarged dormers as per LUHD-4 Administrative Approval uploaded 6/24/2019.NOTE- See Building Permits BLDG-22-782, BLDG-22-783, BLDG-22-784 and BLDG-22-785 for finishing the individual units.Â
BLDG-22-720 | Building Permit Application | Silvia Yardino | 2022-09-06 05:31 | 120 DODGE AVE, Portsmouth, NH 03801 | 5500 | Replacement of existing main entrance brick and mortar stairs and landing with a composite deck with a roof above, and stairs (3 steps).I forgot to ad the following description from my builder. Let me know if you have any questions. Thanks. Silvia Yardino. â€œ Demo brick stairs and landing at front entry. Replace with 4' landing and stairs as shown in drawing. Framing will be 2x6 PT, 16" OC. Stairs and landing finished with 5/4x6 composite decking. Remove roof over existing bumpout and extend new gable style roof over the landing. Extended roof will be suported by two 4x4 PT posts wrapped with 1x6 plastic wood. Load at columns will transfer down through landing to 4' deep sono tubes. 3' high composite stair and landing railings installed to code. Insulate roof portion above existing bumpout with R-38 batts.â€
BLDG-22-721 | Building Permit Application | Bob Dockham | 2022-09-06 14:33 | 236 GOSPORT RD, Portsmouth, NH 03801 | 192000 | Replace all exterior windows and doors in kind, including interior and exterior trim. Â Miscellaneous siding as needed for window and door installation. Renovate master bathroom including framing, insulation, tile, drywall and installation of new plumbing and electrical fixtures and trim.Â No change in occupancy
BLDG-22-722 | Building Permit Application | Jonathan Provost | 2022-09-06 16:47 | 100 PATRICIA DR, Portsmouth, NH 03801 | 230000 | 26x14 Office/Laundry room addition on crawl space, 18'x16' Great Room Addition with full foundation, New 18x10 Screen Porch attached to greatroom, New 18x14 Deck attached to screen porch, Rebuild Existing Front Portico, Renovation of existing kitchen, new flooring throughout home.
BLDG-22-723 | Building Permit Application | Mary Marsillo | 2022-09-06 19:03 | 33 RICHMOND ST, Portsmouth, NH 03801 | 158377 | Residential Renovations- Exterior Repairs to 33 Richmond Street- Replace siding and windowsProject to Include:Remove/Repair Siding and trim and replace with Hardie Plank siding (Smooth Exposure). Replace Windows In-Kind. No Structural Changes Authorized. No Change in Use or Occupancy.All Repairs as per HDC Approval Granted August 03, 2022 with Stipulations:1. The window sash pattern shall be 9/6 in the annex for any replacement windows, which will be either the Anderson Woodright or the A series Fibrex windows.2. A full corner board at the demising wall line between the original Federal structure and the ell shall be installed to delineate the replacement wood siding from the Hardie section of the siding that will be used on the ell in the rear behind the Federal style building.3. The Hardie will have the smooth side out and the exposure of the proposed siding shall match the existing siding.4. All window trim and corner boards shall be replaced in-kind.5. Half-screens shall be used.* No additional exterior changes (faÃ§ade, windows, doors, etc.) are allowed by this permit without Prior HDC approval* All renovation or painting work in residential structures built before 1978 and involving more than 6 square feet of painted surfaces per room, shall be done by certified persons per the federal EPA, RRP rules.
BLDG-22-724 | Building Permit Application | sam scott | 2022-09-07 00:47 | 261 MYRTLE AVE, Portsmouth, NH 03801 | 70000 | NO CHANGE IN OCCUPANCY CLASSIFICATION. RESIDENTIAL RENOVATION AND RECONFIGURATION Â OF THE EXISTING 3RD FLOOR / ATTIC (approx. 784sf) DESIGNED AND CONSTRUCTED TO ACCOMODATE A NEW MASTER BEDROOM SUITE TO INCLUDE AN EN SUITE BATHROOM AND ADDITIONAL STORAGE. EXISTING SECOND FLOOR HALLS, WALLS AND ROOMS TO BE ALTERED TO ACCOMMODATE THE RENOVATION TO FACILITATE CODE COMPLIANT VERTICAL CIRCULATION TO THE RENOVATED 3RD FLOOR. Â PROPOSED DESIGN AND CONSTRUCTION WILL ADD A SHED DORMER TO THE WESTERN END OF THE EXISTING GABLE ROOF STRUCTURE INCORPORATING A NEW ROOF LINE WITHIN THE CONFINES OF THE PRESCRIBED HEIGHT LIMIT PER ZONING REGULATIONS. ALL WORK TO BE PERFORMED IN ACCORDANCE WITH PLANS SUBMITTED BY SCOTT ARCHITECTURE & DESIGN WORKS. PROJECT 2022.05 DATED 8/26/22
BLDG-22-725 | Building Permit Application | Nathan Ashe | 2022-09-07 13:02 | 55 MEADOW RD, Portsmouth, NH 03801 | 16370 | Residential work, no structural. Install roof-mounted solar panels: 23(365W) panels 8.40kwdc. No structural upgrades needed per PE.
BLDG-22-726 | Building Permit Application | Gino Spero | 2022-09-07 17:42 | 166 NEW CASTLE AVE, Portsmouth, NH 03801 | 8963 | Strip and Replace Partial Roof. the area of the most modern addition from the ridge down one side towards the main house. Asphalt for asphalt with Ice and Water shield, felt, drip edge and new sheathing boards if needed. No change of use or occupancy classification. work will follow the estimate that was uploaded prior to approvals
BLDG-22-727 | Building Permit Application | Port City Realty Group, LLC | 2022-09-07 19:22 | 288 LAFAYETTE RD, Portsmouth, NH 03801 | 20000 | National Seating & Mobility installing a ramp & chairlift
BLDG-22-728 | Building Permit Application | Port City Realty Group, LLC | 2022-09-07 19:38 | 230 LAFAYETTE RD, Portsmouth, NH 03801 | 25000 | Professional Office Building: Installation of chairlift & exterior ramp needed
BLDG-22-729 | Building Permit Application | Glenn Homsey | 2022-09-08 10:16 | 26 ROCK ST, Portsmouth, NH 03801 | 6500 | Removal of Asbestos siding in accordance with RSA 141-E:4, 1 and II and Env-A 1800.
BLDG-22-730 | Building Permit Application | Kathryn Coyle | 2022-09-08 11:14 | 4 ROCK ST, Unit 3, Portsmouth, NH 03801 | 80000 | Complete interior renovation down to the studs
BLDG-22-731 | Building Permit Application | Sarah Hourihane | 2022-09-08 15:40 | 70 COURT ST, Portsmouth, NH 03801 | 550000 | Please refer to LU-22-10 for any additional conditions or stipulations. Commercial Renovation, change of occupancy classification. Renovation of existing office building into a 8-room Inn. This will include (2) 2 bedroom suites and (6)-1 bedroom suites. There is also a 1 bedroom care takers apartment existing in the building that will remain in place. Upgrade to building systems. Work to be performed in accordance with plans created by Lassel Architects, project # 22.12 dated 9/8/22 and to incorporate detail SK-1 submitted on 9/29/22.UPDATE 10/7/22: storm door surround and mechanical units will be permitted separately.Â
BLDG-22-732 | Building Permit Application | David Kerr | 2022-09-08 16:23 | 160 CORPORATE DR, Portsmouth, NH 03801 | 989500 | Commercial Renovation, no sructural change, no change in occupancy classification. Renovation/Fit-up of open existing 2nd floor space per the stamped plans provided by Port One Architects dated 8.31.22. Work includes new staircase from 1st to 2nd floor.
BLDG-22-733 | Building Permit Application | Tyler Jackson | 2022-09-08 16:46 | 35 PINEHURST RD, Portsmouth, NH 03801 | 200000 | Basement and 1st Floor interior Renovation
BLDG-22-735 | Building Permit Application | Richard Hartley | 2022-09-08 19:30 | 452 RICHARDS AVE, Unit 1, Portsmouth, NH 03801 | 1200 | Construct a 10ft wide x 16ft long patio adjacent to home. Patio will be under 18" in height.
BLDG-22-736 | Building Permit Application | Jennifer Winkelman | 2022-09-08 20:30 | 31 SHEAFE ST, Portsmouth, NH 03801 | 15000 | No structural work. Replace existing 40 yr old asphalt shingle roof with new architectural shingles GAF Timberline HDZ. Color charcoal. Work to be performed by J. Carnes & Son Roofing. HDC exemption form approved by Nicholas Cracknell on 9/15/22
BLDG-22-737 | Building Permit Application | Christina LaMontagne | 2022-09-09 13:50 | 15 DWIGHT AVE, Portsmouth, NH 03801 | 2200 | New construction of a 6x8 storage shed. site built with a kit according to attached construction plans and directions. no change in occupancy classification.Â
BLDG-22-738 | Building Permit Application | SEAN CARNEY | 2022-09-09 15:23 | 105 HILLCREST DR, Portsmouth, NH 03801 | 35000 | Residential renovation. No structural change or change in occupancy classification. New standing seam roof & replacing 6 sky lights. Â Updating bathroom, no movement of fixtures.Â
BLDG-22-739 | Building Permit Application | Bethany Lawrence | 2022-09-09 20:09 | 88 CARDINAL LN, Portsmouth, NH 03801 | 17896 | Residential renovation, no structural work or change in occupancy classification. Miscellaneous exterior repair and improvement items as depicted here and in the included narrative submitted on 9/9/22: Â Install zip board, new siding, 2 sets granite steps, bulkhead, increase size sliding door, deck boards on 2 front entry wayssee attachment 1-5, includes illustration of placement of items and breakdown of costs.
BLDG-22-740 | Building Permit Application | Darlene Gidley | 2022-09-09 20:30 | 217 MACKEREL AVE, Portsmouth, NH 03801 | 10000 | Residential renovation. No structural work. To renovate the interior and exterior of the home to include new cabinets, counters, appliances, roof, siding, flooring, cabinets, skirting and paint. Also to replace the existing 10x16 deck with Composite decking. Deck to be with same footprint. Also to replace the front steps and 10x4 deck with composite.
BLDG-22-741 | Building Permit Application | Emily Alati | 2022-09-10 12:06 | 47 LOVELL ST, Portsmouth, NH 03801 | 475000 | The exisitng house will be completely renovated inside and out with a 2nd floor addition on the back of the house (existing foundation) for a 2nd floor bathroom. A new driveway will lead to a 2 car detached garage (new construction) with a small apartment above.Â
BLDG-22-743 | Building Permit Application | Burns Barford | 2022-09-12 16:39 | 222 INTERNATIONAL DR, Portsmouth, NH 03801 | 66630 | Tenant (Orbis Inc) Expansion of existing Suite 155 at 195 New Hampshire Ave. (assessor card 222 International Dr) per attached construction drawings By Market Square Architects, Dated 8/7/22. No change of occupancy classification.Â
BLDG-22-744 | Building Permit Application | Caitlyn Verbicky | 2022-09-12 20:24 | 65 WASHINGTON ST, Portsmouth, NH 03801 | 0 | Tenant Fit-Up for Liberty Fare CafÃ© within Strawbery Banke Visitor CenterCafÃ© name: Liberty FareOwner Name: Rita FabricattorieProposed Work:Reopen existing cafÃ©. No structural Changes, No interior changes. Opening a new restaurant within the Tyco Center at Strawbery Banke using preexisiting fixtures
BLDG-22-745 | Building Permit Application | Thomas Pugliese | 2022-09-13 01:00 | 234 ROCKLAND ST, Unit 1, Portsmouth, NH 03801 | 3000 | Install plumbing, venting and electricity for a stackable washer and dryer.
BLDG-22-746 | Building Permit Application | Mark A. McNabb | 2022-09-13 18:57 | 93 PLEASANT ST, Portsmouth, NH 03801 | 200000 | Commercial renovation: Complete the removal of the existing basement slab and extend the existing foundations of the Mansion down approximately 3'. Â This will require underpinning existing foundations to complete this new foundation work. All work to be performed in accordance with attached plans that were uploaded 9/13/22
BLDG-22-747 | Building Permit Application | Demetrios Yiannacopoulos | 2022-09-13 20:24 | 211 SUMMER ST, Portsmouth, NH 03801 | 13104 | PAINT:Corner boards (vinyl): color change,Dormer (left side of house): Oil primer + 2coats on siding & 1 coat on trim,Foundation: paint, keep existing color.Front porch siding and trim: Oil primer + Two coats on siding & 1 coat on trim,LEAD Prep Trim - Front of house trim: Oil - based primer + 1 coat,LEAD Prep Trim - Left & right side (roofline facia/soffit).Oil - based primer + 1coat,LEAD Prep Trim - Rear of house: Oil - based primer + 1 coat,Rear of house siding: One coat, CONSTRUCTION:Remove and install new shutters.Carpentry budget: Repair and replace rotted trim/sills where applicable.
BLDG-22-748 | Building Permit Application | Barbara Lyons | 2022-09-14 17:50 | 458 BROAD ST, Portsmouth, NH 03801 | 194000 | Renovate existing kitchen, dining room, mud room & bathroom, install new bay window.
BLDG-22-749 | Building Permit Application | Donna Ali | 2022-09-14 20:13 | 821 ISLINGTON ST, Portsmouth, NH 03801 | 0 | Applicant is opening a retail wine shop. bringing in a refrigerator to sell cold wines and install shelving for display. No construction is proposed. No changes of occupancy classification.Â
BLDG-22-751 | Building Permit Application | Nathan Riggs | 2022-09-15 14:45 | 165 COURT ST, Portsmouth, NH 03801 | 8000 | Commercial Renovation- Remove and replace flooring- Nonstructural Interior RemodelProject to Include;Ripping up old floor, laying down new luxury vinyl planks* No Change in Use or Occupancy
BLDG-22-753 | Building Permit Application | Stefan Ganev | 2022-09-16 14:03 | 170 WEST RD, Portsmouth, NH 03801 | 0 | Tenant Fit-Up:Â Dominion Adventures Limited. GDAL aÂ Wholesale Auto Dealer- No ConstructionFit-Up to Include:Change of Occupant- Business Office Use- No ConstructionEstablish a Wholesale car dealer in an existing office unit.This business will have no interaction with general public. Email and phone requirement only.* Separate Sign Permit required for site signage
BLDG-22-754 | Building Permit Application | Nattasak (Bob) Wongsaichua | 2022-09-16 17:33 | 581 LAFAYETTE RD, Portsmouth, NH 03801 | 650000 | Restaurant fit up
BLDG-22-755 | Building Permit Application | Ron Rebello | 2022-09-16 18:04 | 189 WIBIRD ST, Portsmouth, NH 03801 | 6900 | No exterior or interior construction. install 1 replacement window and 1 replacement patio door-no structural work per attached document dated 8/12/22 by Newpro
BLDG-22-756 | Building Permit Application | Brian Fritz | 2022-09-18 16:01 | 169 MARTHA TER, Portsmouth, NH 03801 | 200000 | Renovating single family home by adding a second floor. The second floor will include two bedrooms, a common bath and a master suite. First floor bedrooms will be converted into home office and den/playroom.Â
BLDG-22-757 | Building Permit Application | Michele Trovato | 2022-09-19 16:15 | 870 WOODBURY AVE, Portsmouth, NH 03801 | 36430 | No change in occupancy classification or use. remove existing trim and siding, inspect and repair any damage that is discovered. Install new flashing, tyvek trim and siding.Â
BLDG-22-758 | Building Permit Application | Ben Auger | 2022-09-19 18:31 | 46 STATE ST, Portsmouth, NH 03801 | 250000 | Residential Exterior Renovations- Replace Front and rear brick In-KindProject to Include:Remove front and rear brick faÃ§ade as per HDC Exempt Activity Approval dated September 22, 2022. As detailed the existing brick faÃ§ade was repaired 3-5 years earlier and the mortar used is causing potential structural damage. Front bricks will be removed and replaced with Morin 2-1/8 inch water struck bricks and mortar shall be white mortar (Limed base) SM 200 Spec. Mix as proposed.No Changes to Use or Occupancy.* Mechanical Installations as noted on the original scope of work shall require separate permit approval. Exterior repairs only* Encumbrance permit Required to work within the public Right-of-Way
BLDG-22-759 | Building Permit Application | michael dimond | 2022-09-19 18:47 | 575 KEARSARGE WAY, Unit 2, Portsmouth, NH 03801 | 90000 | No change in occupancy classification or use. Full Interior remodel, New front and rear doors to upgrade to current standard and code
BLDG-22-760 | Building Permit Application | Sherbeth Young | 2022-09-20 01:15 | 727 WOODBURY AVE, Portsmouth, NH 03801 | 450000 | construction of single family home per plans
BLDG-22-761 | Building Permit Application | Bruce Schlieper | 2022-09-20 16:24 | 312 CABOT ST, Portsmouth, NH 03801 | 33000 | Residential renovation, no change in occupancy classification. Remove kitchen cabinets, counters and appliances. Re fit for new kitchen. New lights, plumbing ,drywall, flooring, cabinets and appliances. Replace Â existing windows with new. Remove interior partition wall, load bearing to be determined-beam calculation submittal can be deferred although final approval must be granted by the Building Official prior to install. Lay out and details as provided in plan that was included on September 26, 2022.Â
BLDG-22-762 | Building Permit Application | Nathan Riggs | 2022-09-20 17:06 | 165 COURT ST, Portsmouth, NH 03801 | 500 | Tenant Fit-Up for Scuttlebutt Barbershop, LLC- Expand Existing Barbershop into unit #161 Court StreetProject to Include: Remove doors between 165 Court and 161 Court spaces so pathway between exists and can be easily passed through. Utilize collapsing security gate near stairwell to prevent clients utilizing stairwell and for safety.
BLDG-22-763 | Building Permit Application | Emily Stearns | 2022-09-20 19:15 | 50 DANIEL ST, Unit 1, Portsmouth, NH 03801 | 0 | Tenant fit up. No work being performed, no change in occupancy classification. Retail clothing business. The Drift Collective
BLDG-22-764 | Building Permit Application | Rob Currao | 2022-09-21 15:06 | 3020 LAFAYETTE RD, Portsmouth, NH 03801 | 100000 | Tenant Fit-Up for Cabinet Outlet, 3020 Lafayette RoadCommercial Mixed-Use Structure- Interior and Exterior RenovationsÂ Project to Include:First Floor Commercial Unit:Interior Nonstructural demolition of existing unit. Remove coolers, Non-structural interior wall and interior finishes including floor tile and grout. Construct three interior partial walls. Construct new first floor bathroom. Install new kitchenette. Install new flooring and interior finishes as per sketch provided.Second Floor Residential Unit:Â Interior nonstructural demolition of kitchen, existing full bathroom and existing half bathroom, removing cabinets and fixtures as detailed. Remove flooring in Kitchen, Livingroom, walk-in storage room and two bedrooms as detailed.Exterior Renovations:Â Demolish/remove existing exterior stairs to the second-floor residential unit. Separate permit approval required to reconstruction/relocation of stairs. (See LU-22-197)Demolish Exterior Concrete Ramp to first floor retail unit and reconstruct per Section 1012.2 through 1012.5.3; Handrails per section 1012.9, 1015 and 1607.8; Guardrails per Section 1012.8, 1014 and 1607.8; Landings as per Section 1012.6.Exterior Sheathing and Siding Repairs- Repair exterior rot and install CertainTeed Vinyl Siding and Trim.Replace Roofing- Remove existing roofing shingles and replace with CertainTeed as per manufactures specifications.*Construction of New Overhang not authorized under this permit approval.Â Scope of work as per 10/5/22 upload detailing renovations to Commercial Retail space to display nonfunctioning displays and renovations to existing second floor 2 bedroom residential unit.* Separate Electric, Plumbing and Mechanical Permitting Required.* No Change in Use or Occupancy* Permit Approval Based on Land Use Approvals granted 9/20/2022 under LU-22-158
BLDG-22-765 | Building Permit Application | JAMES DOHERTY | 2022-09-21 19:18 | 581 LAFAYETTE RD, Portsmouth, NH 03801 | 28500 | Commercial renovation. No structural work or change in occupancy classification. Construct a fire rated demising wall as depicted on the most recent plans that were provided on 9/21/22.This is not a tenant fit up permit. Separate tenant fit up permit shall be applied for by respective tenant and shall include at a minimum the following information:1. Name of business2. Number of employees3. Hours of operation4. Description of the type of business5. Floor plan showing all shelving, racks, furniture, appliances, etc.
BLDG-22-766 | Building Permit Application | David Edmunds | 2022-09-22 14:32 | 70 NEW CASTLE AVE, Portsmouth, NH 03801 | 7215 | Roof replacement in kind per signed contract. Low slope rubber membrane roof only.
BLDG-22-767 | Building Permit Application | Albert Hendrickson | 2022-09-22 15:10 | 1 HIGH LINER AVE, Portsmouth, NH 03801 | 501600 | remove existing gravel from roof. Install a layer of polyiso fastened to roof deck. Install new adhered tpo roof system (60,854 sqft)
BLDG-22-768 | Building Permit Application | Ashley Herrick | 2022-09-22 15:58 | 34 WATSONS LANDING, Portsmouth, NH 03801 | 17000 | To complete full finished bathroom in the basement. Bathroom will include toilet, shower, double vanity. CAD plans attached. No change in occupancy classification. the home is currently being built. this bathroom wasn't part of the original scope of work.
BLDG-22-769 | Building Permit Application | David Edmunds | 2022-09-22 18:34 | 33 BLOSSOM ST, Portsmouth, NH 03801 | 11000 | Strip and replace roof replacement per signed contract. House only not the garage. No change in use or occupancy clasification.
BLDG-22-770 | Building Permit Application | David Spezzzaferro | 2022-09-22 20:04 | 230 COMMERCE WAY, Portsmouth, NH 03801 | 78000 | demo 3 walls, add two training rooms and closet,new led lighting,life saety devices,paint carpet for new tenant. space is vacant at this time.
BLDG-22-771 | Building Permit Application | Richard Gaboriault | 2022-09-23 | 255 WEST RD, Portsmouth, NH 03801 | 300 | Removal of competitors forklift cylinder cage and cylinders / Installation of Ferrellgas forklift cage and cylinders. 2 (12 count cages) and 24 (33# forklift cylinders) to go into the same location as the present installation. Total capacity in propane gallons (186.8).
BLDG-22-772 | Building Permit Application | Elizabeth Bratter | 2022-09-25 14:50 | 159 MCDONOUGH ST, Portsmouth, NH 03801 | 30000 | Residential Interior Alter/Remodel- Reconfigure Interior Layout and room useProject to Include:Reconstruct/Alter Stairs- Remove Noncompliant Alternating Tread (Sailor Steps) and replace with new compliant stairs. Â Reconfigure Interior floor plan, Removing interior half wall between living room and dining room. Construct new wall per plan to create new Office/Den. Gut current kitchen, construct wall as per plan and convert to new bathroom; gut current bathroom and convert to new laundry room; Gut existing laundry room and convert to new kitchen as per sketch.* Separate Electrical, Plumbing and Mechanical Permits Required* No Change in Use or Occupancy
BLDG-22-773 | Building Permit Application | Kevin Morrissey | 2022-09-26 20:04 | 1700 LAFAYETTE RD, Portsmouth, NH 03801 | 25978 | Upgrade of existing mens bathrooms and kitchen. Connect the two existing bathrooms, remove and repalce existing epoxy flooring. Remove and replace existing toilet partitions, accessories and fixtures. Remove and replace mens ceilings. Exspand existing kitchen, remove and replace VCT flooring, ACT ceilings and convert closet into Mothers room. Paint walls. New light fixture and a few outlets.
BLDG-22-774 | Building Permit Application | PNH Construction, LLC | 2022-09-26 20:41 | 136 SPARHAWK ST, Portsmouth, NH 03801 | 3400 | Remove old deck located at rear of house and rebuild deck with new lumber (keeping same dimensions of old deck.)
BLDG-22-775 | Building Permit Application | bruce teatrowe | 2022-09-27 15:25 | 105 DANIEL ST, Portsmouth, NH 03801 | 4000 | Construct,insulate and sheetrock 14x10ft. wall with interior door install.
BLDG-22-776 | Building Permit Application | Kory Hopkins | 2022-09-27 16:14 | 263 HANOVER ST, Portsmouth, NH 03801 | 13334 | Strip 11 square and reroof home ,wrap eves in metal, add vinyl soffit. No structural changes or change of occupancy classification.Â
BLDG-22-777 | Building Permit Application | Marco dos Santos | 2022-09-27 16:57 | 14 WALLIS RD, Portsmouth, NH 03801 | 22000 | Removal of old kitchen cabinets. Installation of new kitchen cabinets and counter tops. No change of occupancy classification. Kitchen will follow most recent plans uploaded prior to approvals
BLDG-22-778 | Building Permit Application | DR Lemieux Builders LLC | 2022-09-27 17:33 | 85 DANIEL ST, Portsmouth, NH 03801 | 50000 | Interior demolition only, non-structural.
BLDG-22-779 | Building Permit Application | Rusty Dutton | 2022-09-27 18:41 | 325 THORNTON ST, Portsmouth, NH 03801 | 19000 | rebuild existing deck, new deck frame, posts, decking & stairs. To replicate existing footprint
BLDG-22-780 | Building Permit Application | joe bilo | 2022-09-27 19:55 | 367 RICHARDS AVE, Portsmouth, NH 03801 | 126000 | 26x32 vinyl sided garage
BLDG-22-781 | Building Permit Application | Brian Ratay | 2022-09-27 20:06 | 457 BROAD ST, Portsmouth, NH 03801 | 150000 | Residential Interior Remodel/Interior Alter- Reconfigure first floor, remodel kitchen and remodel two second floor bathroomsProject to Include:Interior Nonstructural Demolition of kitchen and interior load bearing walls for structural review to determine if removal of load bearings walls is possible.*Note: Prior to making structural changes construction documents shall be provided for review and approval.Reconfigure first floor floorplan, Remove Load Bearing walls between kitchen, dining room and living room as per highlighted plans and after structural review/approval. Infill/Repair flooring. Install new kitchen cabinets and first floor finishes. Remodel two (2) second floor bathrooms as outlined* Separate Plumbing, Mechanical and Electrical permitting requiredAlso to include interior cosmetic - remove carpets, refinish wood floors/stairs, remove wall paper, paint walls/trim, skim coat ceilings, drylock basement* No Change in Use of basement authorized under this approval.* No change to attic level authorized.Â
BLDG-22-782 | Building Permit Application | Leonard Cushing | 2022-09-28 12:24 | 73 PROSPECT ST, Unit 1, Portsmouth, NH 03801 | 5000 | Commercial Interior finishes of 73 Prospect Street, Unit #1Project to Include:Interior fit-out of Unit #1. Interior trim and finishes within unit #1, being one unit within a four unit apartment house condominium converted. See permit #BLDG-22-719 for the core and shell (original permit #30625 which lapsed)
BLDG-22-783 | Building Permit Application | Leonard Cushing | 2022-09-28 12:29 | 73 PROSPECT ST, Unit 2, Portsmouth, NH 03801 | 5000 | Commercial Interior finishes of 73 Prospect Street, Unit #2Project to Include:Interior fit-out of Unit #2. Interior trim and finishes within unit #2, being one unit within a four unit apartment house condominium converted. See permit #BLDG-22-719 for the core and shell (original permit #30625 which lapsed)
BLDG-22-784 | Building Permit Application | Leonard Cushing | 2022-09-28 12:32 | 73 PROSPECT ST, Unit 3, Portsmouth, NH 03801 | 5000 | Commercial Interior finishes of 73 Prospect Street, Unit #3Project to Include:Interior fit-out of Unit #3. Interior trim and finishes within unit #3, being one unit within a four unit apartment house condominium converted. See permit #BLDG-22-719 for the core and shell (original permit #30625 which lapsed)
BLDG-22-785 | Building Permit Application | Leonard Cushing | 2022-09-28 12:38 | 73 PROSPECT ST, Unit 4, Portsmouth, NH 03801 | 5000 | Commercial Interior finishes of 73 Prospect Street, Unit #4Project to Include:Interior fit-out of Unit #4. Interior trim and finishes within unit #4, being one unit within a four unit apartment house condominium converted. See permit #BLDG-22-719 for the core and shell (original permit #30625 which lapsed)
BLDG-22-786 | Building Permit Application | Benjamin Wilbur | 2022-09-28 13:19 | 100 SHERBURNE RD, Portsmouth, NH 03801 | 30000 | Residential renovation, no structural work or change in occupancy classification. Remove existing kitchen cabinets, counters, and appliances; replace with new in accordance with supplied plan. Â Remove non-bearing full height wall that separates the kitchen to the dining room , length of wall is approximately 13' long. Relocate interior kitchen doorway approximately 20" to the left.Â
BLDG-22-787 | Building Permit Application | Bill Mautz | 2022-09-28 13:55 | 338 MIDDLE ST, Portsmouth, NH 03801 | 2000 | Replacement of single car garage door located on the Summer Street side of our house. The existing door is flimsy and damaged. Â We would like to have arches on the top similar to the arch on the adjacent gate door as well as the carriage doors with arch tops at the adjacent Rundlett May house.Â The color would be sandstone, complementary to the house siding.
BLDG-22-788 | Building Permit Application | Marta Downing | 2022-09-28 14:53 | 414 STATE ST, Unit Unit #1, Portsmouth, NH 03801 | 2000 | Remove and Replace rear entrance 6X6 stoop with 6 risers. The material will be Trex. Cannot be seen from any street.Â
BLDG-22-789 | Building Permit Application | MARK MORIARTY | 2022-09-28 15:45 | 383 OCEAN RD, Portsmouth, NH 03801 | 13000 | Purchase and install 26KW Generac standby generator m/n 007290 (aluminum housing) and 200A automatic service rated transfer switch with load shedding and the capability to back up 200A service. Â Generator located +5' from gas meter/home at left front corner of home 3' and perpendicular to fence. Transfer switch located to left of existing electric panel. Requires rework of electric service from meter through transfer switch to electric panel with generation o fall grounds/neutrals.Natural gas exists. Gas pipe installation provided by MEC to include +/- 15' of natural gas 1" piping underground from existing gas meter to generator.Includes conduit/TC cable from transfer switch to generator (all conductors to be copper). Includes 4" thick pre-fabricated concrete pad and trenching for gas only when noted above in job description. As required by NEC, electric/gas conduit to be 18"/12" minimum below grade, surrounded with 6" of clean sand fill for protection, and backfill of electric/gas trench when noted.
BLDG-22-790 | Building Permit Application | Sherman Loy | 2022-09-28 16:41 | 420 STRIPED BASS AVE, Portsmouth, NH 03801 | 15500 | There is an existing 12' by 20' deck off the back of the house at the sliding door the client would like all the pressure treated deck boards and handrail removed and replaced withÂ Composite decking and composite handwrap wrapping the frame in white PVC And blocking off underneath the deck with white PVC latticeÂ
BLDG-22-791 | Building Permit Application | Steven Hogan | 2022-09-28 16:55 | 55 CONGRESS ST, Portsmouth, NH 03801 | 150000 | No structural work. Stage entire buildingÂ Clean all brick, clean windows, Remove and replace all caulking
BLDG-22-792 | Building Permit Application | Lyndsie McSpiritt | 2022-09-28 20:43 | 355 CHASE DR, Portsmouth, NH 03801 | 13376 | Residential renovation. Demolition of front deck and back stairs and install new pressure treated framing, decking, and stairs. Addition of Techno Metal Posts on the back stairs to create landing. Deck beams, ledger attachment, footing size and depth shall comply with the NH State Building Code. The plans submitted are not very detailed, if the builder has questions on code please contact the Inspection Department.
BLDG-22-793 | Building Permit Application | Ann-Marie Waterhouse | 2022-09-28 21:22 | 1121 SOUTH ST, Portsmouth, NH 03801 | 450000 | - Removal and rebuild of existing garage; adding an owner's bedroom with bath and closet above (tying into second floor at hallway). Creating laundry and mudroom defined space adjacent to parking space within garage footprint.- Removal of rear addition/fa
BLDG-22-794 | Building Permit Application | David Kerr | 2022-09-29 12:55 | 160 CORPORATE DR, Portsmouth, NH 03801 | 69500 | Galvion Warfighter exterior work which is part of owner contract for other interior work being performed under existing permit # BLDG-21-999. The work comprises a fully permeable artificial turf system approximately 30' x 70' with a 12' high security fence with privacy woven plastic. A 9' high double gate 8' wide in total. There will also be added exterior lighting, power and security which will be covered under a seperate permit.
BLDG-22-795 | Building Permit Application | Heritage Home Service | 2022-09-29 13:03 | 20 MARIETTE DR, Portsmouth, NH 03801 | 15142 | Generator installÂ Â Make/Model Generac GuardianÂ 10 KWOn the right rear of the home behind the chain-link fence in the backyard
BLDG-22-796 | Building Permit Application | Linda Mayrand | 2022-09-29 16:16 | 44 ROCKINGHAM ST, Portsmouth, NH 03801 | 0 | Â I am asking to widen the staircase to the back deck on the property to 8 feet, 6 inches. Â I am also asking to extend the length of the deck by 4 feet by 4 feet (along the distance of the back of the house). Â This extension was completed and approved by the City of Portsmouth in 2002 or 2003, but it appears that this work is not in the City records. The request for the addition was also submitted in the application of Permit #BLDG-21-593.Â Â
BLDG-22-797 | Building Permit Application | bill cassidy | 2022-09-29 18:01 | 1 FALKLAND PL, Portsmouth, NH 03801 | 75000 | New Electrical, New Plumbing. Move Bathroom. New interior fits and finishes. Â No Exterior work or Changes. Â Interior renovation only.Â
BLDG-22-798 | Building Permit Application | Sandra Vilsmeier | 2022-09-29 18:50 | 1033 MAPLEWOOD AVE, Portsmouth, NH 03801 | 4450 | Remove and replace existing wood bulkhead with 12 gauge steel bulkhead
BLDG-22-799 | Building Permit Application | ReVision Energy, Inc | 2022-09-29 19:29 | 36 EDGEWOOD RD, Portsmouth, NH 03801 | 27720 | Install 8.4kW rooftop grid tied solar photovoltaics system consisting of 21 panels and 1 inverter
BLDG-22-800 | Building Permit Application | Matthew Enman | 2022-09-29 19:43 | 68 NEW HAMPSHIRE AVE, Portsmouth, NH 03801 | 900000 | Demo and Interior fitup for new tenant in existing building
BLDG-22-801 | Building Permit Application | Stuart Mitchell | 2022-09-29 19:47 | 238 DEER ST, Portsmouth, NH 03801 | 3922403 | Construct a 21037 square foot, 3 story with a penthouse mixed-use building with 21 apartments and retail on the first floor
BLDG-22-802 | Building Permit Application | John Serratore | 2022-09-30 00:43 | 15 TAYLOR LN, Portsmouth, NH 03801 | 10900 | Strip and roof complete house. Install GAF architectural shingles with a 50 year warrantyÂ
BLDG-22-803 | Building Permit Application | Mark A. McNabb | 2022-09-30 14:30 | 60 PENHALLOW ST, Portsmouth, NH 03801 | 30000 | Commercial renovation. No structural work or change in occupancy classification. Drywall partitions and added copy area to the present Jordan Park space on the 3rd floor. Â This work will include taping, painting, and some added door as depicted on provided flor plan.Â Â
BLDG-22-804 | Building Permit Application | Matthew Carwell | 2022-09-30 16:09 | 18 PICKERING ST, Portsmouth, NH 03801 | 4981 | Strip and replace 5 square of damaged roofing on detached garage. Â Color and style of architectural shingles will match existing roof on house. No change of occupancy classification.Â
BLDG-22-805 | Building Permit Application | Paul Modzeleski | 2022-09-30 18:25 | 375 MIDDLE ST, Portsmouth, NH 03801 | 15795 | Strip roof of current asphalt shingle roof. Lay down ice and water underlayment followed by new asphalt shingle roofing system. All job related debris to be disposed of in on-site dumpster and brought to appropriate trasnfer station.
BLDG-22-806 | Building Permit Application | Jon Kenyon | 2022-09-30 19:57 | 404 PLEASANT ST, Portsmouth, NH 03801 | 5322 | strip and re rubber - repair roof deck in areas of damage
BLDG-22-807 | Building Permit Application | Robert Winn | 2022-09-30 20:33 | 115 HERITAGE AVE, Portsmouth, NH 03801 | 14000 | Install an additional exit door with a Â 4' x 4' x 6â€ concrete pad; improve the existing fire doors with latch and automatic door opener and closure; Â provide firestopping for penetrating components; add exit sign on the additional exit door; update existing fire alarm system, including smoke and heat detectors; enclose existing window in the demising wall with 2 hr. rated, 5/8-inch Type X gypsum board (UL U419 or similar).
DEMO-22-35 | Demolition Permit | Barbara Lyons | 2022-07-13 17:36 | 129 ALDRICH RD, Portsmouth, NH 03801 | 31464 | Remove rear sunroom addition & foundation with bulkhead, Remove existing roof structure, Remove all siding, Remove some interior partitions, Remove all wall & ceiling plaster, Remove all flooring.
DEMO-22-36 | Demolition Permit | Andrew Harvey | 2022-08-14 21:10 | 710 MIDDLE RD, Portsmouth, NH 03801 | 500 | Taking down shed to build approved DADU
DEMO-22-38 | Demolition Permit | Eileen Boylen | 2022-08-16 16:41 | 2454 LAFAYETTE RD, Unit 9, Portsmouth, NH 03801 | 5000 | Commercial Partial Demolition: Remove (Me & Ollie's Bakery) 16'0 x 35'0 Diner Structure and 10 x 10 entry structure. Diner Structure to be disconnected from exiting building and transported whole from the city.*Utility Disconnection, Refrigeration equipment removal and Sprinkler capping shall require Separate Permit Approval.* Secure remaining foundation and weather tight remaining structure.* Additional building permit required to remove foundation
DEMO-22-39 | Demolition Permit | Ben Auger | 2022-08-25 18:45 | 70 PLEASANT POINT DR, Portsmouth, NH 03801 | 28200 | Residential Demolition: Demolish single-family residential structure including foundation at 70 Pleasant Point DriveDemolition to Include:Demolish 32'0 x 52'0 main structure, 22'0 x 18'0 Master Bedroom Addition, including foundation and decks located at 70 Pleasant Point Dr., as per Land Use Approvals granted under LU-22-112, Conditional Use Approval Approved August 18, 2022 with Conditions.* Separate Electrical, Mechanical and Plumbing Permits required to terminate utilities* Separate State of New Hampshire DES permitting required. This permit does not exempt any portion of the project from NHDES rules, regulations or conditions
DEMO-22-40 | Demolition Permit | Tom Emerson | 2022-08-26 15:53 | 232 WIBIRD ST, Portsmouth, NH 03801 | 18400 | Demolition of the house, garage & shed on the lot
DEMO-22-41 | Demolition Permit | 224 Mill Pond View LLC LLC | 2022-09-13 17:58 | 179 PLEASANT ST, Portsmouth, NH 03801 | 15800 | Residential Partial Demolition- Demolish single story rear connector structure from main house to carriage houseDemolition to include:Dog leg connector 4.5'W x 24'L -Connector barn 13'W x 42'L -Bump out (on the back of the connector barn) 11'W x 17'L -Breezeway roof system 11'LÂ Note: These structures are highlighted in blue in the attached revised demo scope.Â * Carriage House Partial Demolition and Reconstruction shall be reviewed under separate permit approvalDemolition Approval based on HDC Approval granted under LU-22-169 on September 7, 2022.
DEMO-22-42 | Demolition Permit | Steve Wright | 2022-09-26 14:53 | 3548 LAFAYETTE RD, Portsmouth, NH 03801 | 10000 | 3548 Lafayette Road- Wren's Nest MotelCommercial Demolition- Demolish Six (6) buildings and One (1) lean-to structure Associated with the Closed Wren's Nest Motel.Demolition to Include:1- Demolish Building 4 of 10 as per Assessing Records as shown in picture 1 & 1.12- Demolish Building 5 of 10 as per Assessing Records as shown in picture 2 & 2.13- Demolish Building 6 of 10 as per Assessing Records as shown in picture 3 & 3.14- Demolish Building 10 of 10 as per Assessing Records as shown in picture 65- Demolish Free standing barn structure not noted on Assessing Records but shown in picture #46- Demolish Lean-to structure attached to building 7 of 10 as per Assessing Records shown in picture #7. Note: Main structure shall remain and reconstructed under separate permit approval. Building will be known in the future ad building #4 or D.7- Demolish Shed structure with lean-to addition not noted on Assessing Records but shown in picture #5Six Buildings shall remain they are noted on Assessing Records as follows:1- Building 1 of 10, known as the main office building for the Wrens' Nest (New Building Number 8-H)2- Building 2 of 10. Two story wood frame motel structure. (New Building Number 1-A)3- Building 3 of 10- Two Story wood frame motel structure. (New Building Number 2-B)4- Building 7 of 10 (See lean-to removal above) Two Story Wood Frame structure (New Building Number 4-D)5- Building 8 of 10 - 1.5 Story wood framed structure (New Building Number 5-E)6- Building 9 of 10 - Two Story wood framed structure with pool and restaurant. Â (New Building Number 7-G)* No Construction is Authorized on the remaining structures. Separate permit approval and review required.* Separate Mechanical, Electrical and Plumbing Permitting is required for terminating utilities* Pre-Demolition Site inspection Required prior to demolition
DEMO-22-43 | Demolition Permit | Stuart Mitchell | 2022-09-29 19:46 | 238 DEER ST, Portsmouth, NH 03801 | 41750 | Demolition of the existing structure located at 238 Deer Street
DEMO-22-44 | Demolition Permit | Ann-Marie Waterhouse | 2022-09-30 15:15 | 1121 SOUTH ST, Portsmouth, NH 03801 | 25000 | Remove existing single story garage (on slab) + rear addition (no foundation).Â
EC-22-166 | Electrical Permit: Commercial | Keith McFarland | 2022-07-05 12:18 | 10 STATE ST, Unit D, Portsmouth, NH 03801 | 28000 | New work for Unit D. New outlets and circuits. New lighting and heating and AC units. All done in MC with Caddy brackets and Junction boxes. ENT for raceway through Fire barrrie ceiling.Â
EC-22-167 | Electrical Permit: Commercial | NICK MARCHANT | 2022-07-05 15:37 | 101 INTERNATIONAL DR, Portsmouth, NH 03801 | 3000000 | Interior elctrical and FA rough and finishes for fitout of new clean suites.
EC-22-168 | Electrical Permit: Commercial | Aaron You | 2022-07-07 12:58 | 99 HANOVER ST, Portsmouth, NH 03801 | 250 | Reconnecting new condenser to existing electrical.
EC-22-169 | Electrical Permit: Commercial | Darrin Fernald | 2022-07-07 11:36 | 60 PENHALLOW ST, Portsmouth, NH 03801 | 329500 | 1st Floor Hearth Market tenant fit up for power, lighting, FA, floor boxes, and equipment wiring. Electrical Core and shell was completed under permit EC-21-87
EC-22-170 | Electrical Permit: Commercial | Mark DeBenedetto | 2022-07-07 20:59 | 2100 LAFAYETTE RD, Portsmouth, NH 03801 | 9000 | remove and replace circuitry and lighting to accomodate remodeled layout. Adding EBU/emergency lighting where required
EC-22-171 | Electrical Permit: Commercial | Joshua Knight | 2022-07-08 13:17 | 1555 LAFAYETTE RD, Portsmouth, NH 03801 | 200 | Wire up future sign over ATM
EC-22-172 | Electrical Permit: Commercial | Zakary Robinson | 2022-07-10 22:51 | 145 CABOT ST, Unit 1, Portsmouth, NH 03801 | 1200 | Install new subpanel in shed through exisiting PVC conduit, 4 new GFCI receptacles.Inspect existing "House" panel , request Eversource install meter in existing meter socket (currently has lexan cover installed).
EC-22-173 | Electrical Permit: Commercial | Jonathan Bulmer | 2022-07-16 15:35 | 401 STATE ST, Unit J211, Portsmouth, NH 03801 | 800 | This work was completed without the benefit of a permit. Inspections will be performed after the fact. There is a possibility that walls and/or ceilings will need to be opened up in order to demonstrate code compliance. 1. Half-Bath - install GFI outlet, change out existing ceiling fixture, install lighted mirror2. Master Bathroom â€“ Install low voltage heating cables in floor, update existing GFI outlet and switch, change out existing ceiling light, ceiling fan, and lighted mirrorÂ 3. Kitchen â€“ Install wiring for new stackable washer and ventless dryer (110 each) to the panel, change out existing ceiling light fixture, Â change out existing 4 ceiling recessed lights, replace existing outlets and switches (new color) at counter4. Bedrooms â€“ Switch out existing ceiling light fixtures with ceiling fans
EC-22-174 | Electrical Permit: Commercial | Michael Sanborn | 2022-07-18 18:06 | 1600 WOODBURY AVE, Portsmouth, NH 03801 | 100000 | Electrical wiring lighting and outlets.
EC-22-176 | Electrical Permit: Commercial | Kenneth Lane | 2022-07-19 20:18 | 544 ISLINGTON ST, Portsmouth, NH 03801 | 4000 | Replace emergency lights and add more, plus add exit signs
EC-22-177 | Electrical Permit: Commercial | Logan Woodworth | 2022-07-20 03:20 | 185 MADISON ST, Portsmouth, NH 03801 | 4000 | adding emergecy lighting and exit lighting in new stair enclosureÂ
EC-22-178 | Electrical Permit: Commercial | A John Sacramone | 2022-07-20 11:47 | 1382 SOUTH ST, Portsmouth, NH 03801 | 2500 | Relocate wall switches and install light fixtures
EC-22-180 | Electrical Permit: Commercial | Bob Scholefield | 2022-07-21 14:47 | 0 LADD ST, Portsmouth, NH 03801 | 1500 | temp power for construction office trailer at Hanover parking garage
EC-22-181 | Electrical Permit: Commercial | Bob Scholefield | 2022-07-21 14:55 | 1 JUNKINS AVE, Portsmouth, NH 03801 | 5000 | City Hall 4th floor legal dept office reno
EC-22-182 | Electrical Permit: Commercial | Josh Gaudet | 2022-07-21 19:16 | 145 MAPLEWOOD AVE, Portsmouth, NH 03801 | 100000 | new work office fit up
EC-22-183 | Electrical Permit: Commercial | Aaron You | 2022-07-22 13:16 | 85 ALBANY ST, Unit 3, Portsmouth, NH 03801 | 250 | replacing furnace and condenser re using electrical
EC-22-184 | Electrical Permit: Commercial | Geoffrey wood | 2022-07-22 15:02 | 45 MARKET ST, Portsmouth, NH 03801 | 90000 | Wire 3 apartments to meet NECWire store front to meet NEC
EC-22-185 | Electrical Permit: Commercial | Geoffrey wood | 2022-07-22 15:09 | 45 MARKET ST, Portsmouth, NH 03801 | 27500 | Replace electrical service
EC-22-186 | Electrical Permit: Commercial | Sean Piemonte | 2022-07-25 15:31 | 42 JOAN AVE, Portsmouth, NH 03801 | 14000 | Move apt 1 panel, move house panel, wire laundry room to code, replace 400 amp service with new equipment.
EC-22-187 | Electrical Permit: Commercial | Sean Piemonte | 2022-07-25 15:59 | 185 RICCI AVE, Portsmouth, NH 03801 | 14000 | Replace apt 1 panel,move house panel, wire new laundry room to code, replace 400 amp service equipment
EC-22-188 | Electrical Permit: Commercial | Sean Piemonte | 2022-07-25 16:03 | 80 JOAN AVE, Portsmouth, NH 03801 | 14000 | Replace apt 1 panel, move house panel, wire new laundry room to code, replace 400 amp service equipmentÂ
EC-22-189 | Electrical Permit: Commercial | Sean Piemonte | 2022-07-25 18:13 | 50 ANNE AVE, Portsmouth, NH 03801 | 14000 | Replace apt 1 panel, replace house panel, wire new laundry room to code, replace 400 amp service equipmentÂ
EC-22-190 | Electrical Permit: Commercial | Sean Piemonte | 2022-07-25 18:20 | 50 ANNE AVE, Portsmouth, NH 03801 | 14000 | Replace apt 1 panel, replace house panel, wire new laundry to code, replace 400 amp metering equipmentÂ
EC-22-191 | Electrical Permit: Commercial | Sean Piemonte | 2022-07-25 18:23 | 50 ANNE AVE, Portsmouth, NH 03801 | 14000 | Replace apt 1 panel, replace house panel, wire laundry room to code, replace 400 amp metering equipmentÂ
EC-22-192 | Electrical Permit: Commercial | Stephen Daniels | 2022-07-25 17:54 | 35 HODGDON WAY, Unit A & B, Portsmouth, NH 03801 | 10000 | Unit 1407 - Fire unit, kitchen rewire after gut to code, new lighting fixtures and breakers
EC-22-193 | Electrical Permit: Commercial | Stephen Daniels | 2022-07-26 17:07 | 35 HODGDON WAY, Unit A & B, Portsmouth, NH 03801 | 2000 | Unit 1309- Replace 2 light fixtures and breakers
EC-22-194 | Electrical Permit: Commercial | Stephen Daniels | 2022-07-26 17:19 | 35 HODGDON WAY, Unit A & B, Portsmouth, NH 03801 | 4000 | Unit 1209- replace light fixtures and breakers Common hall first floor- replace lights to existing wires that got wet
EC-22-195 | Electrical Permit: Commercial | Jamie Boilard | 2022-07-26 18:27 | 361 HANOVER ST, Portsmouth, NH 03801 | 63000 | Install underground comcast condiut for them to pull their wires thru.
EC-22-196 | Electrical Permit: Commercial | Aaron You | 2022-07-27 11:43 | 57 SPINNAKER WAY, Portsmouth, NH 03801 | 250 | replacing existing furnace and condenser, re using existing electrical for system.
EC-22-197 | Electrical Permit: Commercial | Josh Gaudet | 2022-07-27 19:02 | 75 PORTSMOUTH BLVD, Portsmouth, NH 03801 | 35000 | Existing office space, re work.
EC-22-198 | Electrical Permit: Commercial | James Dumont | 2022-07-29 14:55 | 1 JUNKINS AVE, Portsmouth, NH 03801 | 75 | wire in mini split for the evidence Room ( Emergency installation).Â
EC-22-199 | Electrical Permit: Commercial | Steve Berthiaume | 2022-07-29 18:03 | 1850 WOODBURY AVE, Portsmouth, NH 03801 | 10000 | Repair main service items as discussed and provide power for hot tub displays. rework the existioing lighting to accomodate the new space
EC-22-200 | Electrical Permit: Commercial | gary Taylor | 2022-08-01 23:57 | 186 MILLER AVE, Portsmouth, NH 03801 | 2500 | Install 100 service in detached garage for tesla charging
EC-22-201 | Electrical Permit: Commercial | East Coast HVAC East Coast HVAC | 2022-08-02 11:48 | 73 COURT ST, Portsmouth, NH 03801 | 500 | Replacing condenser and air handler. We will be reusing the eletrical a new disconnect may be installed if necassary.
EC-22-202 | Electrical Permit: Commercial | Joshua Knight | 2022-07-08 13:14 | 325 STATE ST, Portsmouth, NH 03801 | 400 | Wiring up 2 future sign/lights that go over 2 ATM,s
EC-22-203 | Electrical Permit: Commercial | Matt Giroux | 2022-08-03 09:50 | 195 NEW HAMPSHIRE AVE, Portsmouth, NH 03801 | 1500 | Wire CNC and lathe for Bridge Appliances - Unit # 100.
EC-22-204 | Electrical Permit: Commercial | Andrew Howell | 2022-08-03 12:33 | 2454 LAFAYETTE RD, Unit 6, Portsmouth, NH 03801 | 4000 | Electrical for hood system. 2 Exhaust fans, MUA and control panel.Â UNIT # 6A
EC-22-205 | Electrical Permit: Commercial | Joseph Parker | 2022-08-03 13:28 | 581 LAFAYETTE RD, Portsmouth, NH 03801 | 30000 | Relocate 112.5 KVA transformer and 400A panel, re-feed in new location and add temporary power.
EC-22-206 | Electrical Permit: Commercial | Wayne Pincence | 2022-08-03 18:37 | 2800 LAFAYETTE RD, Portsmouth, NH 03801 | 8000 | Wiring for new appliances and hood vent
EC-22-207 | Electrical Permit: Commercial | Renato Maldini | 2022-08-04 12:41 | 2800 LAFAYETTE RD, Portsmouth, NH 03801 | 7000 | WIRE SUITE #10-NEW MIRACLE EAR UNIT WITH OUTLETS, SWITCHES AND LIGHT FIXTURES.
EC-22-208 | Electrical Permit: Commercial | Robert McKee | 2022-08-04 14:11 | 1465 WOODBURY AVE, Portsmouth, NH 03801 | 181850 | LED Retrofit of all interior light fixtures at Market Basket.
EC-22-209 | Electrical Permit: Commercial | Michael Kuchtey | 2022-08-04 17:33 | 459 ISLINGTON ST, Portsmouth, NH 03801 | 2500 | Wire Two exterior condensing units at street level on the side of Zen Stoneworks building which will be servicing Zen Stoneworks tile shop. Â One unit is a 30 amp unit and the other unit is a 35 amp unit I will be providing a disconnect means and I will be using a wiring method of metal cloud cable on the interior of the building and non-metallic raceway on the exterior of the building. Â
EC-22-210 | Electrical Permit: Commercial | Bob Scholefield | 2022-08-05 12:04 | 1 JUNKINS AVE, Portsmouth, NH 03801 | 1500 | renovate lighting in room 310 City Hall
EC-22-211 | Electrical Permit: Commercial | david kramer | 2022-08-05 12:49 | 49 PLEASANT ST, Portsmouth, NH 03801 | 1000 | DISCONNECT RECONNECT ROOF TOP UNIT
EC-22-212 | Electrical Permit: Commercial | Michael Kuchtey | 2022-08-08 14:50 | 601 ISLINGTON ST, Portsmouth, NH 03801 | 4000 | Upgrade wiring to air conditioner outback of white heron tea and coffee. Â I'll be running metal clad cable in the size of 6/2 as it is a 50 amp unit max breaker. Â Also I will be running 120 V to a new furnace installation. Â Â
EC-22-213 | Electrical Permit: Commercial | King Weinstein | 2022-08-08 15:54 | 909 ISLINGTON ST, Portsmouth, NH 03801 | 1200 | Repair replace and or install emergency lights exit signs etc per inspectionsÂ
EC-22-214 | Electrical Permit: Commercial | Michael Roneker | 2022-08-08 20:58 | 126 BRIDGE ST, Portsmouth, NH 03801 | 3000 | Install new exterior security lighting on NE side
EC-22-215 | Electrical Permit: Commercial | vaughan richardson | 2022-08-09 16:25 | 20 LONGMEADOW RD, Portsmouth, NH 03801 | 12500 | Relocate panel to provide clearance. Â install circuit for door openers and emergency lighting and exit sign.
EC-22-216 | Electrical Permit: Commercial | Albert Nadeau | 2022-08-09 00:39 | 10 COMMERCIAL ALY, Portsmouth, NH 03801 | 1500 | wire mini split with two heads Â Â and one outside gfi
EC-22-217 | Electrical Permit: Commercial | Darrin Fernald | 2022-08-10 19:51 | 82 CONGRESS ST, Portsmouth, NH 03801 | 120000 | Suite 100, Renovation of existing space, lighting, power, elect panel, fire alarm
EC-22-219 | Electrical Permit: Commercial | David Black | 2022-08-11 16:59 | 14 MANCHESTER SQ, Portsmouth, NH 03801 | 2000 | Low voltage, Data wiring
EC-22-220 | Electrical Permit: Commercial | East Coast HVAC East Coast HVAC | 2022-08-12 11:07 | 99 HANOVER ST, Portsmouth, NH 03801 | 250 | Reconnecting new condenser to existing electrical.
EC-22-221 | Electrical Permit: Commercial | Martineau Electric | 2022-08-16 17:59 | 95 BREWERY LN, Portsmouth, NH 03801 | 5000 | LED retrofit, add Exit Sign, bathroom fan
EC-22-223 | Electrical Permit: Commercial | Brian Dowling Titan Electric Inc | 2022-08-19 15:17 | 767 ISLINGTON ST, Portsmouth, NH 03801 | 34000 | demo make safe rough finish and lighting of a orthopedic center plugs swithces outletsÂ
EC-22-224 | Electrical Permit: Commercial | Andrew Scheiner | 2022-08-21 13:16 | 142 STATE ST, Portsmouth, NH 03801 | 2000 | bathroom remodel, new exterior light
EC-22-225 | Electrical Permit: Commercial | Christopher Fredette | 2022-08-23 17:13 | 360 US ROUTE 1 BYP, Unit C, Portsmouth, NH 03801 | 26000 | Power, lighting and fire alarm for gym.Â Eversource WO # 10614687.
EC-22-226 | Electrical Permit: Commercial | Timothy LeBlanc | 2022-08-25 13:11 | 111 STATE ST, Portsmouth, NH 03801 | 2000 | Add 2 exterior gooseneck style lights on front of building. Also add 2 small flood heads to illuminate new hanging sign. Also add 1 exterior receptacle up high to accomodate future festoon lighting. City of Portsmouth Sign permit is "Sign-22-41.
EC-22-227 | Electrical Permit: Commercial | Arthur Kimball | 2022-08-24 18:21 | 233 VAUGHAN ST, Unit 201, Portsmouth, NH 03801 | 2200 | disconnect load side of main beaker in meter stack and tap subfeeder to new fusable disconnect. Run new feed in MC and conduit to new EV charging station.Â
EC-22-228 | Electrical Permit: Commercial | Timothy LeBlanc | 2022-08-25 13:47 | 82 CONGRESS ST, Portsmouth, NH 03801 | 3000 | Install Emergency/Exit Signage and exterior lighting and exterior Emergency lighting to accomodate new egress from existing parking garage to side alley.
EC-22-230 | Electrical Permit: Commercial | Martineau Electric | 2022-07-12 13:41 | 30 NEW HAMPSHIRE AVE, Portsmouth, NH 03801 | 650000 | Use existing and adding distribution, New Light Fixtures, New Fire Alrm, New Site Lighting Poles, General Power
EC-22-231 | Electrical Permit: Commercial | Daniel Sufat | 2022-08-29 17:18 | 121 CORPORATE DR, Portsmouth, NH 03801 | 7000 | Repurposing lighting and adding receptacles, making 1 large rm w/ 4 fusion chairs
EC-22-232 | Electrical Permit: Commercial | A John Sacramone | 2022-08-30 12:35 | 159 AUSTIN ST, Portsmouth, NH 03801 | 4800 | Install new hall lighting fixture in common areas, Install hallway receptacle, upgrade all hardwired smoke detectors in all condos and common areas
EC-22-233 | Electrical Permit: Commercial | David Tremblay | 2022-09-06 14:33 | 767 ISLINGTON ST, Portsmouth, NH 03801 | 1500 | 8 voice and data category 6 cable drops
EC-22-234 | Electrical Permit: Commercial | Bob Scholefield | 2022-09-06 17:28 | 0 CAMPUS DR, Portsmouth, NH 03801 | 2500 | new electrical outlet and data cable for wall mount monitorÂ
EC-22-235 | Electrical Permit: Commercial | Andrew Howell | 2022-09-07 17:37 | 417 WOODBURY AVE, Portsmouth, NH 03801 | 6000 | Pool bonding, pool area lighting, pool area bath and outletsÂ
EC-22-236 | Electrical Permit: Commercial | Josh Gaudet | 2022-09-08 13:47 | 164 CORPORATE DR, Portsmouth, NH 03801 | 40000 | rework, refeed, reno
EC-22-237 | Electrical Permit: Commercial | James Maranto | 2022-09-08 15:44 | 115 FLIGHT LINE RD, Portsmouth, NH 03801 | 14750 | Wire custmers UPS with subpanel and outlets
EC-22-238 | Electrical Permit: Commercial | Michael Beaton | 2022-09-09 12:02 | 531 ISLINGTON ST, Portsmouth, NH 03801 | 28000 | Dunkin remodel.Â Wire for Dunkin equipment and install lighting.Â Wire for cash registers.
EC-22-239 | Electrical Permit: Commercial | East Coast HVAC East Coast HVAC | 2022-09-11 22:48 | 50 BORTHWICK AVE, Portsmouth, NH 03801 | 1000 | Disconnect and reconnect for two new RTUs.Â Existing fused disconnects to remain.
EC-22-240 | Electrical Permit: Commercial | Martineau Electric | 2022-09-12 15:09 | 160 CORPORATE DR, Portsmouth, NH 03801 | 18000 | Fit up Boltless and adhesive area
EC-22-241 | Electrical Permit: Commercial | Dan Nutton | 2022-09-01 11:50 | 115 FLIGHT LINE RD, Portsmouth, NH 03801 | 5000 | Install preaction fire systemÂ
EC-22-242 | Electrical Permit: Commercial | Michael Palmeri | 2022-09-13 17:59 | 2454 LAFAYETTE RD, Portsmouth, NH 03801 | 80856 | Building addition, exterior lights, feeder upgrades
EC-22-243 | Electrical Permit: Commercial | Eric Burroughs | 2022-09-13 18:14 | 767 ISLINGTON ST, Portsmouth, NH 03801 | 4985 | Install Low Voltage Security System
EC-22-244 | Electrical Permit: Commercial | A John Sacramone | 2022-09-13 22:04 | 234 ROCKLAND ST, Unit 1, Portsmouth, NH 03801 | 1200 | Install washer and dryer circuits
EC-22-245 | Electrical Permit: Commercial | Bob Scholefield | 2022-09-14 18:47 | 1 JUNKINS AVE, Portsmouth, NH 03801 | 2500 | lighting and hvac repairsÂ within Police Station
EC-22-246 | Electrical Permit: Commercial | Bob Scholefield | 2022-09-15 13:03 | 170 Court St., Portsmouth, NH 03801 | 2000 | new 20amp 120V GFI in laundry and new flood light install for flagpole
EC-22-247 | Electrical Permit: Commercial | Bob Scholefield | 2022-09-15 13:08 | 127 INTERNATIONAL DR, Portsmouth, NH 03801 | 1500 | demo old lighting, install 1 exterior LED wall pack, replace exterior GFI receptacle
EC-22-248 | Electrical Permit: Commercial | Thomas Kelley | 2022-09-17 12:41 | 85 NEW HAMPSHIRE AVE, Unit 5, Portsmouth, NH 03801 | 7500 | Demo and fit up
EC-22-249 | Electrical Permit: Commercial | Robert A. (Bart) McCracken | 2022-09-19 14:06 | 67 CORPORATE DR, Portsmouth, NH 03801 | 5000 | Provide 1 x 45kVA (100A, 120/208V) and all outdoor rated temporary electrical distribution equipment from 9/23 through 9/25 for an outdoor event at 67 Corporate Drive Tent Event. Â Robert McCracken 774-239-7834, Spencer Kent 774-708-9173.
EC-22-250 | Electrical Permit: Commercial | Rob Barr | 2022-09-20 12:40 | 2456 LAFAYETTE RD, Portsmouth, NH 03801 | 800 | Replacing 2 existing sign light post and 2 existing lightsÂ
EC-22-251 | Electrical Permit: Commercial | Josh Gaudet | 2022-09-20 14:23 | 875 GREENLAND RD, Portsmouth, NH 03801 | 15000 | replacing 600 amp exterior service disconnect and meter bank due to falureÂ
EC-22-252 | Electrical Permit: Commercial | Chip Johnson | 2022-09-21 00:01 | 229 MILLER AVE, Portsmouth, NH 03801 | 9000 | Wire unit 7
EC-22-253 | Electrical Permit: Commercial | monie hobbs | 2022-09-21 17:59 | 2454 LAFAYETTE RD, Portsmouth, NH 03801 | 2500 | wiring lighting for sign
EC-22-254 | Electrical Permit: Commercial | Thomas Ferland | 2022-09-22 14:01 | 333 BORTHWICK AVE, Portsmouth, NH 03801 | 80000 | Electrical work associated with a new hybrid operating room
EC-22-255 | Electrical Permit: Commercial | Donald Stebbins | 2022-09-22 22:45 | 142 STATE ST, Portsmouth, NH 03801 | 2500 | Wire ADA compliant bathroom, add lighting to back room, and light over fire escape
EC-22-256 | Electrical Permit: Commercial | Brian Leborgne | 2022-09-23 13:56 | 333 BORTHWICK AVE, Portsmouth, NH 03801 | 15000 | Domestic Water Heater Replacement
EC-22-257 | Electrical Permit: Commercial | Andrew Linscott | 2022-09-26 20:16 | 126 STATE ST, Portsmouth, NH 03801 | 10000 | Install 2 125A 240V 1P sub-panels, each fed from separate 125A meter sockets. Meter sockets are spares on existing modular meter setup. 800A service disconnect. Install 5 EV chargers in garage. 1 new sub-panel will supply 3 chargers and 1 new sub-panel will supply 2 chargers with the potential for 1 future charger. Each charger will be supplied by a 240V 60A circuit (48A continuous). Power sharing between chargers will limit the maximum current on each sub-panel to 100A. Total additional current on service will be be 200A max. Attached PDF's show current usage over the course of 1 week in September. Maximum current was 120A. Building has 8 units, all occupied. All units have gas heat, gas hot water. Central air is installed in 6 units and not likely to have been used during data logging. 1 howeowner is also currently charging via NEMA 14-50 receptacle and would have contributed to total current during monitoring.Â
EC-22-258 | Electrical Permit: Commercial | Heritage Home Service | 2022-09-27 10:48 | 72 ISLINGTON ST, Unit 5, Portsmouth, NH 03801 | 2225 | Installation of TWO 120 volt 20 amp circuits, no equip being installed for them by us at this time
EC-22-260 | Electrical Permit: Commercial | Scott Soucy | 2022-09-26 15:13 | 775 LAFAYETTE RD, Portsmouth, NH 03801 | 20000 | Install emergency lighting and switches - Namco.
EC-22-261 | Electrical Permit: Commercial | jeff bower | 2022-09-28 18:18 | 64 VAUGHAN ST, Portsmouth, NH 03801 | 7500 | 200amp temp service
EC-22-262 | Electrical Permit: Commercial | Simon Macalister | 2022-09-29 20:44 | 100 MARKET ST, Portsmouth, NH 03801 | 350 | Installing circuit and disconnect for electric signÂ
ER-22-255 | Electrical Permit: Residential | Monica Carroll | 2022-07-01 13:43 | 10 PROSPECT ST, Portsmouth, NH 03801 | 5000 | New Service 200 Amp UndergroundÂ
ER-22-256 | Electrical Permit: Residential | Aaron You | 2022-07-05 13:02 | 156 COLONIAL DR, Portsmouth, NH 03801 | 3000 | 100 amp panel replacement and changing single pole breakers to arc fault breakers.
ER-22-257 | Electrical Permit: Residential | Mike Hughson | 2022-07-05 13:38 | 325 LITTLE HARBOR RD, Portsmouth, NH 03801 | 1500 | Cost to provide temp power at Carriage House and Barn. And disconnect power to main house for demolition.
ER-22-258 | Electrical Permit: Residential | David Ruocco | 2022-07-05 17:05 | 130 DENNETT ST, Unit 1, Portsmouth, NH 03801 | 300 | Install two door lights on a switch. Install a deck outlet.
ER-22-259 | Electrical Permit: Residential | Heritage Home Service | 2022-07-05 18:41 | 365 LANG RD, Portsmouth, NH 03801 | 2036 | AC/AH wiring,Â AC ELECTRICAL CIRCUIT 15-50AMPÂ
ER-22-260 | Electrical Permit: Residential | Tyler Sullivan | 2022-07-06 00:46 | 45 COFFINS CT, Portsmouth, NH 03801 | 2500 | electical demo of all branch circuits except for 2 which will be re purposed for temp power
ER-22-261 | Electrical Permit: Residential | Nathan Ashe | 2022-07-06 11:49 | 383 OCEAN RD, Portsmouth, NH 03801 | 7890 | Install roof-mounted solar panels: 17(340W) panels 5.78kwdc. No battery
ER-22-263 | Electrical Permit: Residential | Heritage Home Service | 2022-07-06 13:43 | 80 HAVEN RD, Portsmouth, NH 03801 | 884 | Wiring for Air Handler, replace disconnect and whip, breaker swap
ER-22-264 | Electrical Permit: Residential | Aaron You | 2022-07-06 17:56 | 300 ROCKLAND ST, Portsmouth, NH 03801 | 500 | Powering up a conventional HP condenser.
ER-22-265 | Electrical Permit: Residential | Aaron You | 2022-07-06 18:11 | 405 GRANT AVE, Portsmouth, NH 03801 | 500 | Powering up mini split condenser for multi head system.
ER-22-266 | Electrical Permit: Residential | Aaron You | 2022-07-06 18:26 | 579 SAGAMORE AVE, Unit 32, Portsmouth, NH 03801 | 500 | Replacing furnace, and conventional ac system. Reusing existing electrical.
ER-22-267 | Electrical Permit: Residential | Aaron You | 2022-07-06 18:40 | 2 SYLVESTER ST, Portsmouth, NH 03801 | 800 | powering up a 1 to 1 mini split condenser
ER-22-268 | Electrical Permit: Residential | Alysson Evangelista | 2022-07-06 20:13 | 116 ODIORNE POINT RD, Portsmouth, NH 03801 | 3500 | New installation of a fifty amp hottub.Also some rearagments of interior and exterior lighting.
ER-22-269 | Electrical Permit: Residential | Nathan Moss | 2022-07-06 21:33 | 65 BENSON ST, Portsmouth, NH 03801 | 3000 | Upgrade panel troubleshoot kitchen lightsÂ
ER-22-270 | Electrical Permit: Residential | Roger Langlois | 2022-07-07 12:59 | 296 COOLIDGE DR, Portsmouth, NH 03801 | 5700 | remodell kitchen and front entryÂ
ER-22-271 | Electrical Permit: Residential | Aaron You | 2022-07-07 15:07 | 1426 ISLINGTON ST, Portsmouth, NH 03801 | 500 | power up new condenser.
ER-22-272 | Electrical Permit: Residential | jeff bower | 2022-07-07 19:05 | 77 WENTWORTH ST, Portsmouth, NH 03801 | 6000 | Kitchen renovation
ER-22-273 | Electrical Permit: Residential | Mark DeBenedetto | 2022-07-07 21:10 | 58 PEARSON ST, Portsmouth, NH 03801 | 2500 | Bathroom remodel to accomodate new layout
ER-22-274 | Electrical Permit: Residential | John Lydston | 2022-07-08 01:23 | 9 SCHURMAN AVE, Portsmouth, NH 03801 | 5500 | remodel .Â Eversource WO # 9021430.
ER-22-275 | Electrical Permit: Residential | david kramer | 2022-07-11 16:09 | 114 FAIRVIEW AVE, Portsmouth, NH 03801 | 1000
ER-22-276 | Electrical Permit: Residential | jeff bower | 2022-07-11 19:13 | 227 WILLARD AVE, Portsmouth, NH 03801 | 22500 | New 200amp over head service,Kitchen & bathroom renovated,old wiring replaced.Â Eversource WO # 9718244
ER-22-277 | Electrical Permit: Residential | Derrick Braswell | 2022-07-12 13:13 | 204 WIBIRD ST, Portsmouth, NH 03801 | 25000 | Kitchen + 2nd and 3rd floor renovationÂ
ER-22-279 | Electrical Permit: Residential | Peter Anderson | 2022-07-12 20:06 | 29 BURKITT ST, Portsmouth, NH 03801 | 14040 | 7.8Kw Roof Mounted Solar PV System
ER-22-280 | Electrical Permit: Residential | Dennis Burke | 2022-07-11 19:04 | 135 OCEAN RD, Portsmouth, NH 03801 | 3500 | Upgrade service to 200 .Â Eversource WO # 9437719.
ER-22-281 | Electrical Permit: Residential | Geoffrey wood | 2022-07-13 13:30 | 897 WOODBURY AVE, Unit 2, Portsmouth, NH 03801 | 3400 | Wire screen porch to meet NEC
ER-22-282 | Electrical Permit: Residential | Joe Zammit | 2022-07-13 16:15 | 267 BROAD ST, Portsmouth, NH 03801 | 4000 | Bathroom Remodel
ER-22-284 | Electrical Permit: Residential | Aaron You | 2022-07-14 18:15 | 176 WOODLAWN CIR, Portsmouth, NH 03801 | 250 | reusing electrical feed for boiler.
ER-22-285 | Electrical Permit: Residential | Aaron You | 2022-07-14 18:38 | 35 HILLCREST DR, Portsmouth, NH 03801 | 750 | installing breaker & disconnect to power up condenser.
ER-22-286 | Electrical Permit: Residential | Scott Moses | 2022-07-14 20:29 | 325 BARTLETT ST, Portsmouth, NH 03801 | 7500 | Wire kitchen, and half bathroom to codeÂ
ER-22-287 | Electrical Permit: Residential | ReVision Energy, Inc | 2022-07-15 18:02 | 1140 SOUTH ST, Portsmouth, NH 03801 | 21532 | Install 7.6kW rooftop grid tied solar photovoltaic system consisting of 22 panels and 1 inverter
ER-22-288 | Electrical Permit: Residential | albert bradley | 2022-07-17 19:36 | 70 OXFORD AVE, Portsmouth, NH 03801 | 8000 | wire a 14X 20 addition plus transition area
ER-22-289 | Electrical Permit: Residential | Generator Supercenter of NH | 2022-07-18 12:34 | 365 FW HARTFORD DR, Portsmouth, NH 03801 | 9750 | Wire 18 kW generator and 200 AMP ATS
ER-22-290 | Electrical Permit: Residential | Donald Sebourn | 2022-07-18 14:56 | 60 OPAL AVE, Portsmouth, NH 03801 | 3800 | Replace FPE panel with new panel, hook up A/C.
ER-22-291 | Electrical Permit: Residential | Nolan Griffin | 2022-07-18 20:40 | 75 ODIORNE POINT RD, Portsmouth, NH 03801 | 9500 | Kitchen and Master Bath remodel
ER-22-293 | Electrical Permit: Residential | Michael Palmeri | 2022-07-19 12:41 | 660 MIDDLE ST, Portsmouth, NH 03801 | 999 | EV Charger Exterior
ER-22-294 | Electrical Permit: Residential | monie hobbs | 2022-07-19 12:52 | 550 OCEAN RD, Portsmouth, NH 03801 | 8300 | kitchen remodel
ER-22-296 | Electrical Permit: Residential | Sid Madore | 2022-07-19 14:49 | 22 HUMPHREYS CT, Portsmouth, NH 03801 | 1000 | Bond CSST to range
ER-22-299 | Electrical Permit: Residential | john mckanas | 2022-07-21 20:06 | 64 EMERY ST, Unit 1, Portsmouth, NH 03801 | 5000 | wiring for 10 recessed lights and outlets and switches to code in new finished basementÂ
ER-22-300 | Electrical Permit: Residential | Robert Tibbetts | 2022-07-25 14:41 | 128 EASTWOOD DR, Portsmouth, NH 03801 | 10000 | New Kitchen Remodel
ER-22-301 | Electrical Permit: Residential | Jamie Boilard | 2022-07-25 16:00 | 136 HILL ST, Portsmouth, NH 03801 | 63000 | Install underground conduits for comcast and eversource so they can install their wiringÂ
ER-22-303 | Electrical Permit: Residential | Andrew Linscott | 2022-07-25 20:54 | 41 DEARBORN ST, Portsmouth, NH 03801 | 6000 | Upgrade electrical service to 200A. Wire new AC condenser
ER-22-304 | Electrical Permit: Residential | Nathan Ashe | 2022-07-26 11:28 | 65 TAFT RD, Portsmouth, NH 03801 | 11957 | Install roof-mounted solar panels: 24(365W) panels 8.76kwdc. No Battery.
ER-22-305 | Electrical Permit: Residential | Asim Hafeez | 2022-07-27 16:39 | 585 OCEAN RD, Portsmouth, NH 03801 | 28000 | Installation of a safe and code-compliant, grid-tied PV solar system on an existing residential rooftop
ER-22-306 | Electrical Permit: Residential | Michael Saucier | 2022-07-27 22:22 | 46 SHERBURNE AVE, Portsmouth, NH 03801 | 800 | EV Charger install
ER-22-307 | Electrical Permit: Residential | Monica Carroll | 2022-07-28 16:49 | 50 CATE ST, Portsmouth, NH 03801 | 15000 | Wiring Unit 7 - Eversource WO # 10677955.
ER-22-308 | Electrical Permit: Residential | Monica Carroll | 2022-07-28 16:55 | 50 CATE ST, Portsmouth, NH 03801 | 15000 | Wiring Unit 8 - Eversource WO # 10677955.
ER-22-309 | Electrical Permit: Residential | Monica Carroll | 2022-07-28 16:59 | 50 CATE ST, Portsmouth, NH 03801 | 15000 | Wiring Unit 9 - Eversource WO # 10677955.
ER-22-310 | Electrical Permit: Residential | Monica Carroll | 2022-07-28 17:02 | 50 CATE ST, Portsmouth, NH 03801 | 15000 | Wiring Unit 10 - Eversource WO # 10677955.
ER-22-311 | Electrical Permit: Residential | david kramer | 2022-07-28 17:41 | 713 SAGAMORE AVE, Portsmouth, NH 03801 | 1000 | Wire split unitÂ
ER-22-312 | Electrical Permit: Residential | Nathan Ashe | 2022-07-28 18:38 | 65 TAFT RD, Portsmouth, NH 03801 | 1000 | SERVICE ENTRANCE CONDUCTORS TO BE REPLACED and NEW 100A MAIN BREAKER DISCONNECT WITH 100A MAIN ENCLOSURE TO BE INSTALLED
ER-22-313 | Electrical Permit: Residential | Chip Johnson | 2022-07-28 23:27 | 165 MIDDLE RD, Portsmouth, NH 03801 | 1200 | Relocate light switches and a few plugs for the removable of kitchen wall
ER-22-314 | Electrical Permit: Residential | Yaniv Semo | 2022-07-29 10:43 | 3 MELCHER ST, Portsmouth, NH 03801 | 4500 | up service to 200 amp, 2 x 100amp meter disconnect, outside disconnect, gronding and bondingÂ
ER-22-315 | Electrical Permit: Residential | Derrick Braswell | 2022-07-28 19:13 | 180 SHERBURNE AVE, Portsmouth, NH 03801 | 750 | Wire closet light and 2 built in lightsÂ
ER-22-316 | Electrical Permit: Residential | Sid Madore | 2022-07-29 16:41 | 12 SOUTH ST, Portsmouth, NH 03801 | 4000 | wire one room addition
ER-22-317 | Electrical Permit: Residential | Matthew Connors | 2022-08-01 13:13 | 1 JOFFRE TER, Portsmouth, NH 03801 | 6000 | Bedroom, bathroom, and kitchen remodel. Â Finish basement and existing bathroom. Â Add bedroom and family room in basement.
ER-22-318 | Electrical Permit: Residential | jeff bower | 2022-08-01 14:12 | 9 LENS AVE, Portsmouth, NH 03801 | 1250 | New dedicated circuit for aos septic system
ER-22-320 | Electrical Permit: Residential | Yaniv Semo | 2022-08-02 10:46 | 550 LINCOLN AVE, Portsmouth, NH 03801 | 1500 | get power for split unitinstall 2 switches next to the head
ER-22-321 | Electrical Permit: Residential | Nathan Ashe | 2022-08-02 11:53 | 46 RIDGES CT, Portsmouth, NH 03801 | 7890 | Install roof-mounted solar panels: 17(340W) panels 5.78kwdc. No structural upgrades needed per PE.
ER-22-323 | Electrical Permit: Residential | Chris Bolia | 2022-08-03 14:41 | 89 CLIFF RD, Portsmouth, NH 03801 | 8500 | 200amp service replacement/Eversource-9956808
ER-22-324 | Electrical Permit: Residential | ReVision Energy, Inc | 2022-08-03 17:05 | 32 ROCKINGHAM AVE, Portsmouth, NH 03801 | 28447 | Install 11.4kW AC, 16.4kW DC rooftop grid tied solar photovoltaic system consisting of 41 panels and 1 inverter
ER-22-325 | Electrical Permit: Residential | Nathan Ashe | 2022-08-04 13:23 | 55 EDMOND AVE, Portsmouth, NH 03801 | 10960 | Install roof-mounted solar panels: 22(365W) panels 8.03kwdc. NO storage battery.
ER-22-326 | Electrical Permit: Residential | Wyand Daniel | 2022-08-04 20:38 | 65 PINEHURST RD, Portsmouth, NH 03801 | 0 | Add electical outlets to existing circuit / move switches into new walls
ER-22-327 | Electrical Permit: Residential | Michael Roneker | 2022-08-08 21:06 | 121 EASTWOOD DR, Portsmouth, NH 03801 | 2000 | Install underground conduits to generatorComplete power and control wiring for generator and transfer switchÂ (both provided by other)
ER-22-328 | Electrical Permit: Residential | Yaniv Semo | 2022-08-09 10:30 | 126 BLUEFISH BLVD, Portsmouth, NH 03801 | 2500 | connect power to menufacture homeinstall ac
ER-22-329 | Electrical Permit: Residential | Dennis Burke | 2022-08-09 13:40 | 508 DENNETT ST, Portsmouth, NH 03801 | 5000 | Install power for mini split system. Add circuit for 2 wall heaters and washer dryer circuits
ER-22-330 | Electrical Permit: Residential | East Coast HVAC East Coast HVAC | 2022-08-09 14:14 | 245 SPINNEY RD, Portsmouth, NH 03801 | 1000 | Supply and install New circuit breaker,wire and disconnect for (2) conventional A/C onlyÂ CondensersÂ
ER-22-331 | Electrical Permit: Residential | Dilan Call | 2022-08-10 11:49 | 606 COLONIAL DR, Portsmouth, NH 03801 | 1500 | Removing old can lights and installing new wafer lights in kitchen to work with new kitchen layout
ER-22-332 | Electrical Permit: Residential | Nick Wentworth | 2022-08-10 12:36 | 208 WILLARD AVE, Portsmouth, NH 03801 | 900 | Wire for new AC Disconnect and service recpatacle
ER-22-333 | Electrical Permit: Residential | ReVision Energy, Inc | 2022-08-10 16:59 | 97 MORNING ST, Portsmouth, NH 03801 | 21750 | 8.8kW DC rooftop grid tied solar photovoltaic system consisting of, but not limited to, 22 panels and 22 microinverters and Electric Vehicle Charger
ER-22-334 | Electrical Permit: Residential | Thomas Littlefield | 2022-08-10 18:55 | 28 KENSINGTON RD, Portsmouth, NH 03801 | 500 | wire heat pump
ER-22-335 | Electrical Permit: Residential | Andrew Linscott | 2022-08-10 19:33 | 130 THORNTON ST, Portsmouth, NH 03801 | 700 | Install EV charger
ER-22-336 | Electrical Permit: Residential | Logan Woodworth | 2022-08-11 04:17 | 815 MCGEE DR, Portsmouth, NH 03801 | 2500 | replace 100a service with 200a serviceÂ
ER-22-337 | Electrical Permit: Residential | Albert Lawrence | 2022-07-19 16:59 | 129 ALDRICH RD, Portsmouth, NH 03801 | 37900 | Rewire the existing home and addition.
ER-22-338 | Electrical Permit: Residential | Brian Lewton | 2022-08-11 21:35 | 29 VERSAILLES AVE, Portsmouth, NH 03801 | 5000 | Wire 2 new bathrooms, laundry room, master closet and hallway
ER-22-339 | Electrical Permit: Residential | lee harris | 2022-08-15 17:27 | 219 SAGAMORE AVE, Portsmouth, NH 03801 | 2000 | wire garage and underground feed
ER-22-340 | Electrical Permit: Residential | Damian Carter | 2022-08-15 23:28 | 49 TAFT RD, Portsmouth, NH 03801 | 500 | electrical work for minisplit system
ER-22-342 | Electrical Permit: Residential | East Coast HVAC East Coast HVAC | 2022-08-16 13:18 | 20 BRIGHAM LN, Portsmouth, NH 03801 | 500 | Replacing condenser and air handler. Re Using existing electrical for systems.
ER-22-343 | Electrical Permit: Residential | James Gosselin | 2022-08-16 16:22 | 377 RICHARDS AVE, Portsmouth, NH 03801 | 1500 | Bathroom remodelÂ
ER-22-344 | Electrical Permit: Residential | Justin Krogue | 2022-08-16 16:39 | 65 TAFT RD, Portsmouth, NH 03801 | 2333 | Installation of 22 roof mounted solar panels- 7.6 KW- No ESS
ER-22-345 | Electrical Permit: Residential | Nathan Ashe | 2022-08-18 15:18 | 221 MCKINLEY RD, Portsmouth, NH 03801 | 7972 | Install roof-mounted solar panels: 16(365W) panels 5.84kwdc. No battery.
ER-22-347 | Electrical Permit: Residential | Edward Sheppard Jr. | 2022-08-19 16:19 | 14 ELWYN RD, Portsmouth, NH 03801 | 2800 | Service upgrade
ER-22-349 | Electrical Permit: Residential | Andrew Scheiner | 2022-08-21 13:36 | 80 MCDONOUGH ST, Portsmouth, NH 03801 | 2000 | 20 amp dedicated bathroom circuitÂ
ER-22-350 | Electrical Permit: Residential | Patrick Fleming | 2022-08-22 10:12 | 211 PARK ST, Portsmouth, NH 03801 | 2000 | Finished basment
ER-22-351 | Electrical Permit: Residential | Robert Tibbetts | 2022-08-22 10:47 | 898 MAPLEWOOD AVE, Portsmouth, NH 03801 | 17000 | Basement remodel
ER-22-352 | Electrical Permit: Residential | Bradford Berube | 2022-08-22 13:42 | 19 KENT ST, Portsmouth, NH 03801 | 1000 | Adding exhaust fan, moving lights in bathroomÂ
ER-22-353 | Electrical Permit: Residential | Albert Lawrence | 2022-08-22 15:20 | 130 WILLARD AVE, Portsmouth, NH 03801 | 3500 | Wire new electrical on screen porch. Relocate existing condensor disconnect unit.
ER-22-354 | Electrical Permit: Residential | Heritage Home Service | 2022-08-22 16:30 | 579 SAGAMORE AVE, Unit 33, Portsmouth, NH 03801 | 2392 | Replacement installation of a Gas FHA and Central ACINCL:Â Furnace Wiring, Replace Disconnect and Whip, Grounding of csst gas pipe per code. Over 25'Â Â
ER-22-355 | Electrical Permit: Residential | Marian Caisse | 2022-08-22 19:00 | 260 HOLLY LN, Portsmouth, NH 03801 | 9588 | Install 5.6kW PV solar roof array with 14 Hanwha Q-Peak 400W solar panels and 14 Enphase IQ8+ micro inverters
ER-22-356 | Electrical Permit: Residential | Kyle Dunn | 2022-08-23 10:59 | 70 HIGHLAND ST, Portsmouth, NH 03801 | 4800 | Master Bath, 2nd floor washer dryer, 3rd floor renovation
ER-22-357 | Electrical Permit: Residential | Gregory Smith | 2022-08-23 13:38 | 240 FW HARTFORD DR, Portsmouth, NH 03801 | 5000 | rewire lights in kitchen, relocate outlets in kitchen relocate wires for new opening in LR, add washer dryer on 2nd floor, recess cans in living room
ER-22-358 | Electrical Permit: Residential | Albert Nadeau | 2022-08-24 10:10 | 579 SAGAMORE AVE, Unit 2, Portsmouth, NH 03801 | 4000 | remodel kitchen/dine
ER-22-359 | Electrical Permit: Residential | Joseph Regan | 2022-08-24 17:53 | 244 MARCY ST, Portsmouth, NH 03801 | 4200 | 200AMP Service upgrade with meter disconnect. Install 2 exterior outlets. Install exterior disconnect for exterior condenser. Change out 100AMP panel to 200AMP panel
ER-22-360 | Electrical Permit: Residential | Kenny Adair | 2022-08-25 11:22 | 52 PROSPECT ST, Portsmouth, NH 03801 | 11220 | Wire new addition to include bathroom, 2 office spaces, bedroom, and associated connecting doorways
ER-22-361 | Electrical Permit: Residential | Matt Giroux | 2022-08-26 10:26 | 31 COTTAGE ST, Portsmouth, NH 03801 | 1500 | Rework electrical that was in wall that is being removed and beam being installedÂ
ER-22-362 | Electrical Permit: Residential | James Gosselin | 2022-08-26 19:09 | 361 MILLER AVE, Portsmouth, NH 03801 | 27000 | Remove all ungrounded circuits and rewire per NEC
ER-22-363 | Electrical Permit: Residential | Craig Kephart | 2022-08-29 16:22 | 1210 SOUTH ST, Portsmouth, NH 03801 | 2400 | Replace existing 200 Amp Federal Pacifice Panel and subpanels with new 200 Amp Main Panel. Â Correct grounding and bonding issues
ER-22-364 | Electrical Permit: Residential | paul caswell | 2022-08-29 19:54 | 725 COLONIAL DR, Portsmouth, NH 03801 | 4500 | garage and kitchen addition off existing home.Â Also adding a 50 amp car charger.
ER-22-365 | Electrical Permit: Residential | Geoffrey wood | 2022-08-30 13:14 | 36 WILSON RD, Portsmouth, NH 03801 | 8400 | Wire inground pool to meet NECService upgrade 100 amp to 200 ampÂ
ER-22-366 | Electrical Permit: Residential | Alex Mellett | 2022-08-30 13:33 | 490 ISLINGTON ST, Unit 2, Portsmouth, NH 03801 | 1000 | Ref building permit # BLDG-22-568 for details. Adding bathroom on third floor and reno bathroom on second floor. Electric existing in second floor bathroom and existing on third floor, but third floor will need to have light/fan/GFCI outlets installed.
ER-22-367 | Electrical Permit: Residential | Gary Nadeau | 2022-08-30 18:13 | 138 ROCKLAND ST, Portsmouth, NH 03801 | 10000 | Install electric solar panels and associated equipment
ER-22-368 | Electrical Permit: Residential | jeff bower | 2022-08-31 13:10 | 77 SUMMIT AVE, Portsmouth, NH 03801 | 7500 | New 200amp over head service,replace wiring to main floor areas that are possible
ER-22-369 | Electrical Permit: Residential | Albert Lawrence | 2022-07-18 18:49 | 129 ALDRICH RD, Portsmouth, NH 03801 | 1500 | Set up temp service for renovation
ER-22-370 | Electrical Permit: Residential | ReVision Energy, Inc | 2022-09-01 12:22 | 815 SOUTH ST, Portsmouth, NH 03801 | 24910 | 11.2kW DC Grid Tied Solar Photovoltaic System consisting of 28 panels and 1 inverter.
ER-22-371 | Electrical Permit: Residential | Fredis Eugenia | 2022-09-01 20:47 | 1344 ISLINGTON ST, Portsmouth, NH 03801 | 5500 | 4 Bathrooms renovation, add a circuit for Dishwasher and replace ceiling lights fixture for Ceiling fans
ER-22-372 | Electrical Permit: Residential | Jordan Poirier | 2022-09-02 17:27 | 171 SAGAMORE AVE, Portsmouth, NH 03801 | 18000 | Construction of a 13.5 kWh battery storage system consisting of 1 Tesla Powerwall
ER-22-373 | Electrical Permit: Residential | Robert Olberg | 2022-09-05 22:01 | 24 HARRISON AVE, Portsmouth, NH 03801 | 2400 | Remodel kitchen add lights in living room and hall
ER-22-374 | Electrical Permit: Residential | Michael Kuchtey | 2022-09-06 13:03 | 44 LAWRENCE ST, Unit 1, Portsmouth, NH 03801 | 5000 | WireÂ new bathroom on third floor. Â Power a small condensing unit on exterior building. Â Add smoke and carbon monoxide detection hardwired
ER-22-375 | Electrical Permit: Residential | Renato Maldini | 2022-09-06 16:56 | 44 HARDING RD, Portsmouth, NH 03801 | 700 | BATHROOM REMODEL
ER-22-376 | Electrical Permit: Residential | Nate Sevigny | 2022-09-06 20:23 | 88 CARDINAL LN, Portsmouth, NH 03801 | 9000 | Re wire of kitchen/ bath, new 200 amp service
ER-22-377 | Electrical Permit: Residential | Nathan Ashe | 2022-09-07 13:03 | 55 MEADOW RD, Portsmouth, NH 03801 | 11459 | Install roof-mounted solar panels: 23(365W) panels 8.40kwdc. No battery.
ER-22-378 | Electrical Permit: Residential | Nathan Moss | 2022-09-07 20:43 | 319 LINCOLN AVE, Portsmouth, NH 03801 | 5000 | Wiring third floor remodel, garage and mudroom
ER-22-379 | Electrical Permit: Residential | Scott Leighton | 2022-09-09 10:24 | 579 SAGAMORE AVE, Unit 54, Portsmouth, NH 03801 | 4200 | Wire new kitchen and master bathÂ
ER-22-380 | Electrical Permit: Residential | Fredis Eugenia | 2022-09-11 18:29 | 95 COURT ST, Portsmouth, NH 03801 | 15000 | House Renovation (bathroom and Kitchen addition)
ER-22-381 | Electrical Permit: Residential | Stephen Daniels | 2022-09-12 13:27 | 377 OCEAN RD, Portsmouth, NH 03801 | 700 | Reeconnect boiler
ER-22-382 | Electrical Permit: Residential | East Coast HVAC East Coast HVAC | 2022-09-13 15:31 | 188 AUSTIN ST, Portsmouth, NH 03801 | 150 | Replacing Furnace and condenser. We are re using existing electrical.
ER-22-383 | Electrical Permit: Residential | A John Sacramone | 2022-09-14 10:33 | 350 BROAD ST, Portsmouth, NH 03801 | 3000 | Install lights, switches, receptacles in dining room and unfinished bathroom, install sub-panel
ER-22-384 | Electrical Permit: Residential | Dennis Burke | 2022-09-14 15:11 | 24 SHEFFIELD RD, Portsmouth, NH 03801 | 4087.75 | Upgrade existing 60A service to 200A, this will include new metered main disconnect, new 200,A panel, a required update to grounding and bonding system, and any other necessary updates and changes to the service of the house.
ER-22-385 | Electrical Permit: Residential | jeff bower | 2022-09-14 18:16 | 160 BARTLETT ST, Portsmouth, NH 03801 | 2975 | rough/finish mud room
ER-22-386 | Electrical Permit: Residential | Chip Johnson | 2022-09-19 15:17 | 229 MILLER AVE, Portsmouth, NH 03801 | 9000 | Wire unit 7
ER-22-387 | Electrical Permit: Residential | Nick Wentworth | 2022-09-19 19:33 | 218 WILLARD AVE, Portsmouth, NH 03801 | 900 | Wire disconnect for new Mini Split system. Â Add Service recpatacle if needed.
ER-22-389 | Electrical Permit: Residential | Albert Lawrence | 2022-09-20 17:58 | 103 WOODLAWN CIR, Portsmouth, NH 03801 | 2900 | Replace existing 100 amp service with same 100 amps.Â
ER-22-390 | Electrical Permit: Residential | James Gosselin | 2022-09-20 19:11 | 71 BRACKETT RD, Portsmouth, NH 03801 | 2000 | install lighting and receptacle circuits for small basement renovationÂ
ER-22-391 | Electrical Permit: Residential | Heritage Home Service | 2022-09-23 18:03 | 72 ISLINGTON ST, Unit 5, Portsmouth, NH 03801 | 2225 | Installation of TWO 120 volt 20 amp circuits, no equip being installed for them by us at this time
ER-22-392 | Electrical Permit: Residential | East Coast HVAC East Coast HVAC | 2022-09-27 11:53 | 16 NIXON PARK, Portsmouth, NH 03801 | 250 | Replacing oil fired boiler. We are re using existing electrical, installing new service switch and gfci outlet at unit.
ER-22-393 | Electrical Permit: Residential | Theresa Young | 2022-09-27 13:42 | 93 SARATOGA WAY, Portsmouth, NH 03801 | 975 | doing electrical for heat pump we are installing, installing a new dedicated 40 amp circuit, includes installing a new breaker at the panel and exterior disconnect
ER-22-394 | Electrical Permit: Residential | East Coast HVAC East Coast HVAC | 2022-09-27 13:56 | 54 TAFT RD, Portsmouth, NH 03801 | 750 | Powering up mini split condenser. Installing breaker and disconnect.
ER-22-395 | Electrical Permit: Residential | paul caswell | 2022-09-27 14:23 | 120 THORNTON ST, Portsmouth, NH 03801 | 1500 | kitchen being remodelled due to refridgerator defrosting and ruining floor
ER-22-396 | Electrical Permit: Residential | Matthew Markham | 2022-09-27 14:48 | 30 HARRISON AVE, Portsmouth, NH 03801 | 22367.2 | Roof mounted PV solar install. System size: 8KW, 20 panels, 100A
ER-22-397 | Electrical Permit: Residential | MARK MORIARTY | 2022-09-27 16:57 | 383 OCEAN RD, Portsmouth, NH 03801 | 11500 | 26KW GENERAC GENERATOR WITH 200A SERVICE RATED TRASNFER SWITCH WITH LOAD MANAGEMENT OF HEAVIEST ELECTRICAL LOADS. GENERATOR LOCATED +5' FROM GAS METER/ HOME AT LEFT FRONT CORNER OF HOME AND PERPENDICULAR TO FENCE. REQUIRES REWORK OF ELECTRIC SERVICE FROM METER THROUGH TRANSFER SWTICH TO ELETRIC PANEL WITH SEPARATION OF ALL GROUNDS/NEUTRALS.Â
ER-22-398 | Electrical Permit: Residential | Nathan Moss | 2022-09-27 19:52 | 795 MIDDLE ST, Portsmouth, NH 03801 | 20000 | Smoke detectors to codeAdd wafers in hallways, dining room and TV roomAdd closet lights where possibleAdd convenience outlets where possibleChange out fuse panel on 2nd floor to breaker panel
ER-22-399 | Electrical Permit: Residential | Brett Driscoll | 2022-09-28 02:58 | 324 HANOVER ST, Portsmouth, NH 03801 | 2000 | mini split system
ER-22-400 | Electrical Permit: Residential | Carl Ashburner | 2022-09-28 11:26 | 457 BROAD ST, Portsmouth, NH 03801 | 35000 | Complete electrical opgraded service and all wiring
ER-22-401 | Electrical Permit: Residential | Nick Thompson | 2022-09-28 23:41 | 89 SAGAMORE AVE, Portsmouth, NH 03801 | 2000 | Basment bathroom install
ER-22-402 | Electrical Permit: Residential | Heritage Home Service | 2022-09-22 11:47 | 20 MARIETTE DR, Portsmouth, NH 03801 | 15142 | Installation of a 10KW Generac Guardian standby Generator and a 100 AMP panel replacement ( including 100 AMP meter socket)Â
ER-22-403 | Electrical Permit: Residential | ReVision Energy, Inc | 2022-09-29 19:38 | 36 EDGEWOOD RD, Portsmouth, NH 03801 | 10000 | Install 8.4kW rooftop grid tied solar photovoltaic system consisting of 21 panels and 1 inverter
HOOD-22-7 | Commercial Kitchen Hoods and Kitchen Fire Suppression Systems (NFPA 17A) | Joseph Burns | 2022-09-08 23:03 | 2454 LAFAYETTE RD, Unit 6, Portsmouth, NH 03801 | 1800 | Replaced some old black iron piping. Â Changed out some nozzles.
HOOD-22-8 | Commercial Kitchen Hoods and Kitchen Fire Suppression Systems (NFPA 17A) | Paul Duhamel | 2022-09-21 21:43 | 2800 LAFAYETTE RD, Portsmouth, NH 03801 | 4295 | Installation of wet chemical fire suppression system for protection of commercial cooking appliancesÂ
PMGC-22-250 | Commercial Plumbing/Mechanical/Gas Permit | Jeff Malynowski | 2022-07-01 12:23 | 1600 WOODBURY AVE, Portsmouth, NH 03801 | 62728
PMGC-22-251 | Commercial Plumbing/Mechanical/Gas Permit | Christopher Cann | 2022-07-03 01:50 | 43 MIDDLE ST, Portsmouth, NH 03801 | 65000 | Changing out 4 condensers Same size that is there now just updateing them
PMGC-22-252 | Commercial Plumbing/Mechanical/Gas Permit | John Szczechowicz | 2022-07-06 10:39 | 50 ANNE AVE, Portsmouth, NH 03801 | 2700
PMGC-22-253 | Commercial Plumbing/Mechanical/Gas Permit | Mihai Popescu | 2022-07-06 11:42 | 10 COMMERCIAL ALY, Portsmouth, NH 03801 | 11830 | Servicesqtyunit priceamountSupply and install MSZ GL 18 000 BTU Indoor wall mount air handler located in Main area upstairs.1.0$11,830.00$11,830.00https://mylinkdrive.com/viewPdf?srcUrl=http://enter.mehvac.com.s3.amazonaws.com/DAMRoot/Original/10008\M_SUBMITTAL_MSZ-GL18NA_FOR_MULTI-ZONE_SYSTEMS-en.pdfSupply and install 24000 BTU indoor wall mount unit in the downstairs Kitchenhttps://mylinkdrive.com/viewPdf?srcUrl=http://enter.mehvac.com.s3.amazonaws.com/DAMRoot/Original/10008\M_SUBMITTAL_MSZ-GL24NA_FOR_MULTI-ZONE_SYSTEMS-en.pdfSupply and install 42 000 BTU Condenser located on the exterior of the building - Regular heat pumpCondenser to be located on the parking lot area.MASTER ELECTRICIAN NOT INCLUDEDThe Electrician must pull a permit, run a 40A 2 pole disconnect with a surge protector and must run the communication wiring between the indoor air handler and the outdoor condenser.Supply and install all the line sets connecting the indoor air handlers to the outdoor condenserSupply and install all the fortress covers on the interior or exterior of the buildingSupply and install the foundation mount set up for the outdoor condenserSupply and install all the other miscellaneous itemsInstall equipment based on manufacturer specifications by Mitsubishi factory trained technicians.12 YEAR WARRANTY on all the equipmentCommission and test system based on manufacturer specification and local codes.CONSIDERATIONS:- MCP WILL NOT BE RESPONSABLE FOR THE HDC APPROVAL.- MCP WILL PULL A PERMIT WITH THE TOWN BUT IT IS NOT RESPONSABLE FOR THE WAY THAT THE TOWN WILL HANDLE THE PERMIT AND ANY TIME DELAYS.-WE ARE FACING DISRUPTIONS ON THE SUPPLY CHAIN ON THE MITSUBISHI EQUIPMENT. THE ORDER WILL BE PLACED BUT WE ARE NOT RESPOSDABLE FOR THE DELAYS.-ANY OTHER WORK BEYONF THE SPECIFIED ON THE ABOVE LINES IS NOT INCLUDED.Total amount due$11,830.00Thank you for choosing MCP HVAC as your preferred HVAC contractor
PMGC-22-255 | Commercial Plumbing/Mechanical/Gas Permit | John Szczechowicz | 2022-07-06 12:20 | 80 JOAN AVE, Portsmouth, NH 03801 | 2700
PMGC-22-256 | Commercial Plumbing/Mechanical/Gas Permit | Jeremiah Comeford | 2022-07-06 16:13 | 2454 LAFAYETTE RD, Unit 6, Portsmouth, NH 03801 | 50000 | Replace mua unit, exhaust fans and mua ductwork
PMGC-22-257 | Commercial Plumbing/Mechanical/Gas Permit | John Szczechowicz | 2022-07-07 00:07 | 50 ANNE AVE, Portsmouth, NH 03801 | 900
PMGC-22-258 | Commercial Plumbing/Mechanical/Gas Permit | John Szczechowicz | 2022-07-06 23:38 | 50 ANNE AVE, Portsmouth, NH 03801 | 900
PMGC-22-259 | Commercial Plumbing/Mechanical/Gas Permit | John Szczechowicz | 2022-07-07 00:16 | 50 ANNE AVE, Portsmouth, NH 03801 | 900
PMGC-22-260 | Commercial Plumbing/Mechanical/Gas Permit | Aaron You | 2022-07-07 12:52 | 99 HANOVER ST, Portsmouth, NH 03801 | 5500 | Replacing failed condenser on roof. reusing electrical that is there.
PMGC-22-261 | Commercial Plumbing/Mechanical/Gas Permit | Nick Gendron | 2022-07-07 13:01 | 40 COURT ST, Portsmouth, NH 03801 | 9468 | Mini-split installation
PMGC-22-263 | Commercial Plumbing/Mechanical/Gas Permit | Kevin Hart | 2022-07-07 17:23 | 218 ISLINGTON ST, Portsmouth, NH 03801 | 2200 | none
PMGC-22-264 | Commercial Plumbing/Mechanical/Gas Permit | Joseph Fabrizio | 2022-07-08 11:10 | 46 MAPLEWOOD AVE, Portsmouth, NH 03801 | 3200 | Install sump pump in Elevator Shaft. Â Install a condensate pump in the generator room.
PMGC-22-266 | Commercial Plumbing/Mechanical/Gas Permit | Jacob Ellis | 2022-07-08 14:37 | 35 PLEASANT ST, Portsmouth, NH 03801 | 1000 | Hook up reff equpiment
PMGC-22-267 | Commercial Plumbing/Mechanical/Gas Permit | James Lamport | 2022-07-12 18:11 | 41 MARKET ST, Portsmouth, NH 03801 | 0
PMGC-22-269 | Commercial Plumbing/Mechanical/Gas Permit | Michael Martin | 2022-07-18 10:40 | 401 STATE ST, Unit J211, Portsmouth, NH 03801 | 8500
PMGC-22-270 | Commercial Plumbing/Mechanical/Gas Permit | Generator Supercenter of NH | 2022-07-18 12:42 | 365 FW HARTFORD DR, Portsmouth, NH 03801 | 750
PMGC-22-271 | Commercial Plumbing/Mechanical/Gas Permit | Jeremiah Comeford | 2022-07-18 13:17 | 2 STAYSAIL WAY, Unit 2, Portsmouth, NH 03801 | 6950 | remove a 24,000 Btu condenser and evaporator coil and install a new 24,000 Btu condenser and coil.
PMGC-22-272 | Commercial Plumbing/Mechanical/Gas Permit | Charles Lamprey | 2022-07-19 17:10 | 45 MARKET ST, Portsmouth, NH 03801 | 2500
PMGC-22-273 | Commercial Plumbing/Mechanical/Gas Permit | Charles Lamprey | 2022-07-19 17:25 | 45 MARKET ST, Portsmouth, NH 03801 | 1800
PMGC-22-274 | Commercial Plumbing/Mechanical/Gas Permit | Charles Lamprey | 2022-07-19 17:38 | 45 MARKET ST, Portsmouth, NH 03801 | 1500
PMGC-22-275 | Commercial Plumbing/Mechanical/Gas Permit | Charles Lamprey | 2022-07-19 18:12 | 45 MARKET ST, Portsmouth, NH 03801 | 1200
PMGC-22-276 | Commercial Plumbing/Mechanical/Gas Permit | Michael Goodrich | 2022-07-08 17:18 | 1600 WOODBURY AVE, Portsmouth, NH 03801 | 56500 | Provide and install new duct and diffusion to two existing Carrier roof top units.Â Provide install one carrier ductless A/C unit, one exhaust fan, and neccessary thermostats and control.Â Â
PMGC-22-277 | Commercial Plumbing/Mechanical/Gas Permit | Kenneth Jackson | 2022-07-21 14:20 | 45 MARKET ST, Portsmouth, NH 03801 | 10000 | installation of 2 gas fireplaces
PMGC-22-278 | Commercial Plumbing/Mechanical/Gas Permit | Kenneth Jackson | 2022-07-21 16:56 | 45 MARKET ST, Portsmouth, NH 03801 | 5000 | install dv gas fireplace
PMGC-22-279 | Commercial Plumbing/Mechanical/Gas Permit | Kenneth Jackson | 2022-07-21 16:58 | 45 MARKET ST, Portsmouth, NH 03801 | 5000 | installation of d.v. gas fireplace and venting.
PMGC-22-280 | Commercial Plumbing/Mechanical/Gas Permit | King Weinstein | 2022-07-24 15:09 | 909 ISLINGTON ST, Portsmouth, NH 03801 | 3500
PMGC-22-281 | Commercial Plumbing/Mechanical/Gas Permit | Aaron You | 2022-07-25 17:24 | 85 ALBANY ST, Unit 3, Portsmouth, NH 03801 | 11000 | Replacing furnace, Cased coil, & Condenser with liek for like systems.
PMGC-22-282 | Commercial Plumbing/Mechanical/Gas Permit | Berry & Jones Plumbing & Heating, Inc Berry & Jones | 2022-07-26 11:53 | 3613 LAFAYETTE RD, Portsmouth, NH 03801 | 2500
PMGC-22-283 | Commercial Plumbing/Mechanical/Gas Permit | Alan Vanwert | 2022-07-26 12:11 | 225 HERITAGE AVE, Portsmouth, NH 03801 | 800
PMGC-22-284 | Commercial Plumbing/Mechanical/Gas Permit | Craig Liddington | 2022-07-26 12:03 | 250 MARKET ST, Portsmouth, NH 03801 | 180000 | Change out AC#1,AC#2,AC#3
PMGC-22-285 | Commercial Plumbing/Mechanical/Gas Permit | danielle winters | 2022-07-26 16:14 | 17 HANCOCK ST, Portsmouth, NH 03801 | 500 | propane portable heaters
PMGC-22-286 | Commercial Plumbing/Mechanical/Gas Permit | Jackie Ceurvels | 2022-07-26 16:57 | 52 DANIEL ST, Unit 5, Portsmouth, NH 03801 | 14000
PMGC-22-287 | Commercial Plumbing/Mechanical/Gas Permit | Walter Pidgeon | 2022-07-27 10:45 | 928 SOUTH ST, Portsmouth, NH 03801 | 3500
PMGC-22-288 | Commercial Plumbing/Mechanical/Gas Permit | Aaron You | 2022-07-27 11:38 | 57 SPINNAKER WAY, Portsmouth, NH 03801 | 12000 | Replacing furnace, cased coil, and condenser.
PMGC-22-289 | Commercial Plumbing/Mechanical/Gas Permit | Ronald Gagnon | 2022-07-27 17:30 | 30 NEW HAMPSHIRE AVE, Portsmouth, NH 03801 | 1372000 | Install (18) new roof top units and associated ductwork and control wiring
PMGC-22-290 | Commercial Plumbing/Mechanical/Gas Permit | Silvia Matos | 2022-07-27 18:31 | 145 LANG RD, Portsmouth, NH 03801 | 3372
PMGC-22-291 | Commercial Plumbing/Mechanical/Gas Permit | Silvia Matos | 2022-07-27 18:45 | 145 LANG RD, Portsmouth, NH 03801 | 3372
PMGC-22-292 | Commercial Plumbing/Mechanical/Gas Permit | Arthur Souriolle | 2022-07-27 19:18 | 142 STATE ST, Portsmouth, NH 03801 | 5500
PMGC-22-293 | Commercial Plumbing/Mechanical/Gas Permit | Ron Baker | 2022-07-28 16:39 | 20 DURHAM ST, Portsmouth, NH 03801 | 28000
PMGC-22-294 | Commercial Plumbing/Mechanical/Gas Permit | Paul O'Brien | 2022-07-29 14:46 | 0 JUNKINS AVE, Portsmouth, NH 03801 | 4934 | Furnish and install one 12,000 BTU Ductless Mini Split AC Unit
PMGC-22-295 | Commercial Plumbing/Mechanical/Gas Permit | Bob Marshall | 2022-07-29 12:16 | 145 MAPLEWOOD AVE, Portsmouth, NH 03801 | 216000 | Tenant Fitup VAV boxes, ductwork, hot water piping
PMGC-22-296 | Commercial Plumbing/Mechanical/Gas Permit | Dana Joy | 2022-08-01 20:25 | 601 ISLINGTON ST, Portsmouth, NH 03801 | 12000 | Installation of new furnace and a/c coil for the front area
PMGC-22-297 | Commercial Plumbing/Mechanical/Gas Permit | Kevin Hart | 2022-08-01 21:44 | 132 MIDDLE ST, Portsmouth, NH 03801 | 3000 | None
PMGC-22-298 | Commercial Plumbing/Mechanical/Gas Permit | East Coast HVAC East Coast HVAC | 2022-08-02 11:44 | 73 COURT ST, Portsmouth, NH 03801 | 12000 | Replacing failed condenser and hydro air handler.
PMGC-22-299 | Commercial Plumbing/Mechanical/Gas Permit | Theresa Young | 2022-08-02 14:32 | 413 LAFAYETTE RD, Portsmouth, NH 03801 | 12238 | replacing air conditioiner with Amana 16 SEER 5 ton condenser and Indoor Air handlerÂ
PMGC-22-300 | Commercial Plumbing/Mechanical/Gas Permit | Kevin Hart | 2022-08-03 13:26 | 49 PLEASANT ST, Portsmouth, NH 03801 | 19000 | Emergency replacement of roof top unitÂ
PMGC-22-301 | Commercial Plumbing/Mechanical/Gas Permit | Keith Rhodes | 2022-08-04 09:48 | 30 NEW HAMPSHIRE AVE, Portsmouth, NH 03801 | 10000 | Drop and make sage of existing plumbing fixtures and gas heaters
PMGC-22-302 | Commercial Plumbing/Mechanical/Gas Permit | Heather Sanders | 2022-08-04 12:32 | 15 MIDDLE ST, Portsmouth, NH 03801 | 44500 | Installation of 8.5' Hood, Front Perforated Supply Plenum, Exhaust Fan, Tempered Make Up Air Fan and Captive Aire Ductwork
PMGC-22-303 | Commercial Plumbing/Mechanical/Gas Permit | Eric Gibbons | 2022-08-04 14:26 | 95 BREWERY LN, Portsmouth, NH 03801 | 4000 | Install ERVÂ Â
PMGC-22-304 | Commercial Plumbing/Mechanical/Gas Permit | Jeffrey Chadwick | 2022-08-05 01:39 | 145 MAPLEWOOD AVE, Portsmouth, NH 03801 | 40000
PMGC-22-305 | Commercial Plumbing/Mechanical/Gas Permit | Nick Clark | 2022-08-05 23:03 | 459 ISLINGTON ST, Portsmouth, NH 03801 | 9841 | Installation of two Samsung Heatpumps
PMGC-22-307 | Commercial Plumbing/Mechanical/Gas Permit | John Ntapallis Jr. | 2022-08-08 18:42 | 767 ISLINGTON ST, Portsmouth, NH 03801 | 26000
PMGC-22-308 | Commercial Plumbing/Mechanical/Gas Permit | Kevin Hart | 2022-08-09 12:27 | 360 US ROUTE 1 BYP, Unit C, Portsmouth, NH 03801 | 27500 | Install galv duct work, manual volume dampers, flexable ductwork, registers, grills, diffusers, exhaust fans and exhaust wall cap
PMGC-22-309 | Commercial Plumbing/Mechanical/Gas Permit | Kevin Hart | 2022-08-09 12:53 | 360 US ROUTE 1 BYP, Unit C, Portsmouth, NH 03801 | 40000 | None
PMGC-22-311 | Commercial Plumbing/Mechanical/Gas Permit | Randy Colon | 2022-08-10 15:49 | 20 DURHAM ST, Portsmouth, NH 03801 | 153514 | Installing in ceiling AHUs with DX cooling and associated ductwork to office space installing units, 5 vavs, duct work and DX piping. Â there is also 1 Ductless Plit for IT roomÂ
PMGC-22-312 | Commercial Plumbing/Mechanical/Gas Permit | Jacob Ellis | 2022-08-11 14:20 | 2800 LAFAYETTE RD, Portsmouth, NH 03801 | 5000 | Ductwork for exsiting RTU New flex runs for supplys and return duct.
PMGC-22-313 | Commercial Plumbing/Mechanical/Gas Permit | Bob Marshall | 2022-08-11 11:22 | 164 CORPORATE DR, Portsmouth, NH 03801 | 172000 | Install ductwork on existing RTUs to serve warehouse Â and new RTU to serve new office area
PMGC-22-314 | Commercial Plumbing/Mechanical/Gas Permit | East Coast HVAC East Coast HVAC | 2022-08-12 10:51 | 99 HANOVER ST, Portsmouth, NH 03801 | 3000 | Replace Faild condenser on roofÂ
PMGC-22-315 | Commercial Plumbing/Mechanical/Gas Permit | Brian Arakelian | 2022-08-12 11:33 | 90 BREWERY LN, Portsmouth, NH 03801 | 9050 | SWAP-OUT OF NON-FUNCTIONING 5 TON CONDENSER WITH SAME
PMGC-22-316 | Commercial Plumbing/Mechanical/Gas Permit | Nathan Woods | 2022-08-12 15:29 | 1980 WOODBURY AVE, Portsmouth, NH 03801 | 5000 | Dig up existing 1000g LP tank and downgrade to 500g tank in same location.
PMGC-22-317 | Commercial Plumbing/Mechanical/Gas Permit | Karen Bartlett | 2022-08-12 18:04 | 699 MIDDLE ST, Unit 2, Portsmouth, NH 03801 | 2715 | Replace electric water heater. Remove old unit. Install new one, new mixing valve, expansion tank.
PMGC-22-318 | Commercial Plumbing/Mechanical/Gas Permit | Rob launier | 2022-08-15 12:44 | 82 CONGRESS ST, Portsmouth, NH 03801 | 170000 | install 3 ahu's and an erv, hw piping, refrigerant piping,ductwork
PMGC-22-319 | Commercial Plumbing/Mechanical/Gas Permit | Brian Arakelian | 2022-08-16 16:24 | 95 BREWERY LN, Portsmouth, NH 03801 | 850
PMGC-22-320 | Commercial Plumbing/Mechanical/Gas Permit | Dana Joy | 2022-08-18 14:03 | 775 LAFAYETTE RD, Portsmouth, NH 03801 | 50000 | In Kind replacement of 3 10-Ton Natural gas rooftop units
PMGC-22-321 | Commercial Plumbing/Mechanical/Gas Permit | Harrison Goldberg | 2022-08-22 14:05 | 600 STATE ST, Unit 2, Portsmouth, NH 03801 | 10000
PMGC-22-322 | Commercial Plumbing/Mechanical/Gas Permit | Kevin Hart | 2022-08-23 16:35 | 909 ISLINGTON ST, Portsmouth, NH 03801 | 5400 | none
PMGC-22-323 | Commercial Plumbing/Mechanical/Gas Permit | Melissa Maccabee | 2022-08-24 13:44 | 230 LAFAYETTE RD, Unit C3, Portsmouth, NH 03801 | 19866 | Installing Mitsubishi Multi Zone system with 3 heads
PMGC-22-324 | Commercial Plumbing/Mechanical/Gas Permit | Joseph Fadden | 2022-08-24 13:42 | 160 CORPORATE DR, Portsmouth, NH 03801 | 155000 | New Fans, DOAS unit
PMGC-22-325 | Commercial Plumbing/Mechanical/Gas Permit | Kyle Fortner | 2022-08-24 11:53 | 333 BORTHWICK AVE, Portsmouth, NH 03801 | 655302 | Remove and relocate air compressor & install new steam condensate pump.
PMGC-22-326 | Commercial Plumbing/Mechanical/Gas Permit | Jeremiah Comeford | 2022-08-24 19:42 | 2 MIRONA RD, Portsmouth, NH 03801 | 40000 | Install 15 ton rooftop into warehouse space with ductwork
PMGC-22-328 | Commercial Plumbing/Mechanical/Gas Permit | Jonathan Tannian | 2022-08-29 19:11 | 184 ECHO AVE, Portsmouth, NH 03801 | 970 | Relocation of flex duct vents
PMGC-22-329 | Commercial Plumbing/Mechanical/Gas Permit | Karen Bartlett | 2022-08-29 21:05 | 224 STATE ST, Unit 5, Portsmouth, NH 03801 | 3350 | Install 50 gallon electric water heater - mixing valve - expansion tank - floodmaster and pan hook up
PMGC-22-330 | Commercial Plumbing/Mechanical/Gas Permit | Jason Bouvier | 2022-08-30 13:04 | 767 ISLINGTON ST, Portsmouth, NH 03801 | 22000 | replace furnace coil and condenser; move flex runs and diffusers to new grid location
PMGC-22-331 | Commercial Plumbing/Mechanical/Gas Permit | Joseph Lavin | 2022-08-30 19:30 | 75 MONROE ST, Portsmouth, NH 03801 | 3500 | N/A
PMGC-22-332 | Commercial Plumbing/Mechanical/Gas Permit | Sean Maguire | 2022-08-31 11:16 | 875 ISLINGTON ST, Portsmouth, NH 03801 | 900
PMGC-22-333 | Commercial Plumbing/Mechanical/Gas Permit | Gabriel Pimentel | 2022-08-31 15:32 | 2875 LAFAYETTE RD, Portsmouth, NH 03801 | 25000 | Emergency replacement, alike of four small Roof Top Units (RTUs) with new economizers with same seize and Â capacity of the existing units
PMGC-22-334 | Commercial Plumbing/Mechanical/Gas Permit | Kevin Hart | 2022-08-31 18:13 | 356 ISLINGTON ST, Portsmouth, NH 03801 | 1900 | none
PMGC-22-335 | Commercial Plumbing/Mechanical/Gas Permit | Jeremiah Comeford | 2022-09-01 11:14 | 59 DEER ST, Unit 518, Portsmouth, NH 03801 | 9870 | Swap present heat pump condenser and air handler. Same physical size and same Btu's. Heat pump with electric strip heat back up.
PMGC-22-338 | Commercial Plumbing/Mechanical/Gas Permit | Zackery Robidas | 2022-09-02 12:35 | 135 BOW ST, Unit 17, Portsmouth, NH 03801 | 2500
PMGC-22-339 | Commercial Plumbing/Mechanical/Gas Permit | Jeremiah Comeford | 2022-09-02 15:50 | 909 STATE ST, Portsmouth, NH 03801 | 2100 | replace leaking electric 40 gallon hot water heater - Unit D.
PMGC-22-340 | Commercial Plumbing/Mechanical/Gas Permit | Stephen Soucy | 2022-09-06 14:03 | 75 PORTSMOUTH BLVD, Portsmouth, NH 03801 | 10000 | Retrofit of excisting ductwork
PMGC-22-341 | Commercial Plumbing/Mechanical/Gas Permit | eric schuberth | 2022-09-08 11:28 | 67 CABOT ST, Unit 5, Portsmouth, NH 03801 | 14000
PMGC-22-342 | Commercial Plumbing/Mechanical/Gas Permit | Gabriel Pimentel | 2022-09-08 13:41 | 531 ISLINGTON ST, Portsmouth, NH 03801 | 5500 | Replace all grilles and registers as per layoutRelocate Thermostats into the new Office locationRemove existing Type II hood clean/reconditioned and reinstall it in same location and replace exhaust alike.Replace the Bathroom exhaust fan alike as well
PMGC-22-343 | Commercial Plumbing/Mechanical/Gas Permit | Karen Bartlett | 2022-09-08 15:50 | 445 OCEAN RD, Unit 1, Portsmouth, NH 03801 | 2954 | we can remove the existing unit water heater and external power venter. Then we can install a water heater, mixing valve, expansion tank. remove old system, install new Water heater, mixing valve, piping, shutoffs, vacuum breaker, expansion tank and permit and inspection
PMGC-22-345 | Commercial Plumbing/Mechanical/Gas Permit | East Coast HVAC East Coast HVAC | 2022-09-11 22:42 | 50 BORTHWICK AVE, Portsmouth, NH 03801 | 35000 | Replacement of QTY 2 existing RTUs. Â Like-for-like, reuse of existing gas lines, duct distribution, etc.
PMGC-22-346 | Commercial Plumbing/Mechanical/Gas Permit | Peter Janos | 2022-09-13 15:39 | 325 CORPORATE DR, Portsmouth, NH 03801 | 22624 | Remove and replace gas boiler/ same model replacement
PMGC-22-347 | Commercial Plumbing/Mechanical/Gas Permit | David Paprocki | 2022-09-13 20:47 | 75 PORTSMOUTH BLVD, Portsmouth, NH 03801 | 5000 | N/A
PMGC-22-348 | Commercial Plumbing/Mechanical/Gas Permit | Karen Bartlett | 2022-09-15 13:51 | 55 CONGRESS ST, Unit 404, Portsmouth, NH 03801 | 3125
PMGC-22-349 | Commercial Plumbing/Mechanical/Gas Permit | Keith Gillespie | 2022-09-15 17:33 | 2454 LAFAYETTE RD, Portsmouth, NH 03801 | 65430 | Install new duct for RTU supplied by others,install new diffusers, grills and registers and install 1 bathroom exhaust fan.
PMGC-22-350 | Commercial Plumbing/Mechanical/Gas Permit | Brian Russell | 2022-09-16 14:17 | 205 MARKET ST, Portsmouth, NH 03801 | 3250
PMGC-22-351 | Commercial Plumbing/Mechanical/Gas Permit | Jeff Waterhouse | 2022-09-16 14:55 | 126 STATE ST, Unit 6, Portsmouth, NH 03801 | 500 | install new shower
PMGC-22-352 | Commercial Plumbing/Mechanical/Gas Permit | Peter Ward | 2022-09-17 11:49 | 234 ROCKLAND ST, Unit 1, Portsmouth, NH 03801 | 3000
PMGC-22-354 | Commercial Plumbing/Mechanical/Gas Permit | Jeremiah Comeford | 2022-09-20 20:45 | 149 ISLINGTON ST, Portsmouth, NH 03801 | 5250 | remove a 12,000 Btu ductless heatpump and intall a new 12,000 Btu heat pump. NO HEAT.
PMGC-22-355 | Commercial Plumbing/Mechanical/Gas Permit | Arthur Souriolle | 2022-09-21 23:27 | 142 STATE ST, Portsmouth, NH 03801 | 4800
PMGC-22-357 | Commercial Plumbing/Mechanical/Gas Permit | John Pettigrew | 2022-09-23 18:43 | 165 COURT ST, Portsmouth, NH 03801 | 14350
PMGC-22-358 | Commercial Plumbing/Mechanical/Gas Permit | James Golter | 2022-09-24 16:03 | 98 SUMMER ST, Portsmouth, NH 03801 | 25000
PMGC-22-361 | Commercial Plumbing/Mechanical/Gas Permit | Dan Driggers | 2022-09-26 16:15 | 160 COURT ST, Portsmouth, NH 03801 | 30000 | Installation of 4 new roof drains and associated rain drain piping to court street.
PMGC-22-362 | Commercial Plumbing/Mechanical/Gas Permit | Kevin OConnell | 2022-09-27 20:38 | 581 LAFAYETTE RD, Portsmouth, NH 03801 | 12000
PMGC-22-363 | Commercial Plumbing/Mechanical/Gas Permit | East Coast HVAC East Coast HVAC | 2022-09-28 15:45 | 233 VAUGHAN ST, Unit 101, Portsmouth, NH 03801 | 2500 | Emergency replacment of electric water heater with exact size and model 20 gallon short.
PMGC-22-364 | Commercial Plumbing/Mechanical/Gas Permit | Joseph Lavin | 2022-09-28 18:33 | 51 ISLINGTON ST, Portsmouth, NH 03801 | 500 | Pressure Test Exisisting Gas Line that has been Shut Off
PMGC-22-365 | Commercial Plumbing/Mechanical/Gas Permit | Kevin Hart | 2022-09-29 11:50 | 3605 LAFAYETTE RD, Portsmouth, NH 03801 | 14800 | Â Install LG mini split system to consist of 3-LG LSN079 HVT heads in all spaces discussed with Coz Â Â Â Â Â Â Â tied into a LG LMU36CHV outdoor condenser completeÂ
PMGC-22-366 | Commercial Plumbing/Mechanical/Gas Permit | James Golter | 2022-09-29 14:55 | 610 ISLINGTON ST, Portsmouth, NH 03801 | 4000
PMGC-22-367 | Commercial Plumbing/Mechanical/Gas Permit | Karen Bartlett | 2022-09-29 14:42 | 51 ISLINGTON ST, Unit 203, Portsmouth, NH 03801 | 2745
PMGC-22-368 | Commercial Plumbing/Mechanical/Gas Permit | Beth Danilowski | 2022-09-29 15:56 | 142 STATE ST, Portsmouth, NH 03801 | 3000 | Bathroom exhaust fan
PMGC-22-369 | Commercial Plumbing/Mechanical/Gas Permit | Sarah Snow | 2022-09-29 17:46 | 1700 LAFAYETTE RD, Portsmouth, NH 03801 | 10185 | Balancing Only of existing system, no new work
PMGC-22-370 | Commercial Plumbing/Mechanical/Gas Permit | Kevin Hart | 2022-09-30 12:00 | 871 ISLINGTON ST, Portsmouth, NH 03801 | 102000 | Replace existing gas furnace with a Rheem 95% efficiency 85,000 btu furnace, Rheem AC case coilÂ Â Â Â Â and Rheem 4 ton 13 Seer condenser with new padVenting will need to be upgraded and holes will need to be made in walls and ceiling on 2nd floor unit
PMGC-22-371 | Commercial Plumbing/Mechanical/Gas Permit | Joseph Fabrizio | 2022-09-30 12:54 | 46 MAPLEWOOD AVE, Portsmouth, NH 03801 | 250 | Replace defective 40 gallon electric water heater
PMGR-22-470 | Residential Plumbing/Mechanical/Gas Permit | Karen Bartlett | 2022-07-05 12:34 | 5 CENTRAL AVE, Portsmouth, NH 03801 | 3450 | n/a
PMGR-22-471 | Residential Plumbing/Mechanical/Gas Permit | Aaron You | 2022-07-05 17:31 | 2 FLETCHER ST, Portsmouth, NH 03801 | 18500 | Installing a multi head mini split system total of 4 indoor units.
PMGR-22-472 | Residential Plumbing/Mechanical/Gas Permit | Heritage Home Service | 2022-07-05 18:38 | 365 LANG RD, Portsmouth, NH 03801 | 14774 | Replacement of a central AC / air handler combo
PMGR-22-473 | Residential Plumbing/Mechanical/Gas Permit | Alan Vanwert | 2022-07-05 22:37 | 71 BRACKETT RD, Portsmouth, NH 03801 | 800 | NA
PMGR-22-474 | Residential Plumbing/Mechanical/Gas Permit | David Favreau, Sr. | 2022-07-06 09:00 | 39 LANGDON ST, Unit 1, Portsmouth, NH 03801 | 10000 | Add duct to 3rd floor bedroom and bathroom off existing trunk, rlocate 2nd floor bathroom duct and relocate kitchen duct, add A/C
PMGR-22-475 | Residential Plumbing/Mechanical/Gas Permit | Jay Aucella | 2022-07-06 11:05 | 139 DENNETT ST, Portsmouth, NH 03801 | 13120 | Replace existing natural gas boiler with Lochinvar high efficiency natural gas boiler
PMGR-22-476 | Residential Plumbing/Mechanical/Gas Permit | Kevin Hart | 2022-07-06 12:54 | 114 FAIRVIEW AVE, Portsmouth, NH 03801 | 9800 | Install LG mini split system to consist of 1-LG LSN090 head in Master bedroom and 1-LG LSN090 head in great room above garage tied into LG LMU30CHV 2 ton outdoor condenser for future heads complete with all line sets and wiring.
PMGR-22-477 | Residential Plumbing/Mechanical/Gas Permit | Heritage Home Service | 2022-07-06 13:42 | 80 HAVEN RD, Portsmouth, NH 03801 | 14544 | Central AC replacement
PMGR-22-478 | Residential Plumbing/Mechanical/Gas Permit | Heritage Home Service | 2022-07-06 14:30 | 475 OCEAN RD, Portsmouth, NH 03801 | 1400 | EM GAS PIPING Disconnecting a gas line that was cracked by the septic co, performing a whole home gas pressure test. Gas co has locked out the customer, req same day inspection to get the gas turned back on
PMGR-22-480 | Residential Plumbing/Mechanical/Gas Permit | Aaron You | 2022-07-06 18:08 | 300 ROCKLAND ST, Portsmouth, NH 03801 | 8500 | Installing a Rheem conventional HP unit.
PMGR-22-481 | Residential Plumbing/Mechanical/Gas Permit | Aaron You | 2022-07-06 18:46 | 2 SYLVESTER ST, Portsmouth, NH 03801 | 10500 | installing a 1 to 1 hyper heat mini split system.
PMGR-22-482 | Residential Plumbing/Mechanical/Gas Permit | Eric Pelchat | 2022-07-07 12:26 | 72 WOODBURY AVE, Unit 2, Portsmouth, NH 03801 | 11500 | Replace natural gas boiler
PMGR-22-483 | Residential Plumbing/Mechanical/Gas Permit | Aaron You | 2022-07-07 12:47 | 405 GRANT AVE, Portsmouth, NH 03801 | 25000 | Installing a multi head hyper heat mini split system. 6 Total indoor units, 2 branch boxes, 1 condnenser.
PMGR-22-484 | Residential Plumbing/Mechanical/Gas Permit | Lisa Cook | 2022-07-07 13:17 | 208 WILLARD AVE, Portsmouth, NH 03801 | 15550 | Replace existing nat gas furnace with natural gas furnace and install 3.5 ton central A/C.
PMGR-22-485 | Residential Plumbing/Mechanical/Gas Permit | Sarah Ansaldo | 2022-07-07 15:57 | 470 GREENSIDE AVE, Portsmouth, NH 03801 | 1685 | Installing a new LP powered water heater in same location that current non-working unit is.Â
PMGR-22-486 | Residential Plumbing/Mechanical/Gas Permit | Aaron You | 2022-07-07 16:21 | 579 SAGAMORE AVE, Unit 32, Portsmouth, NH 03801 | 13000 | Replacing existing furnace, cased coil, and conventional ac condenser. reusing existing electrical.
PMGR-22-487 | Residential Plumbing/Mechanical/Gas Permit | Jennifer Henley | 2022-07-07 19:07 | 19 TAYLOR LN, Portsmouth, NH 03801 | 100 | None
PMGR-22-488 | Residential Plumbing/Mechanical/Gas Permit | Christopher Dalecki, Sr | 2022-07-08 10:15 | 49 MARJORIE ST, Portsmouth, NH 03801 | 2000 | Installation of direct vent Kozy Heat fireplace and venting, with gas line for natural gas..
PMGR-22-489 | Residential Plumbing/Mechanical/Gas Permit | Joseph M Thurber | 2022-07-08 11:22 | 77 WENTWORTH ST, Portsmouth, NH 03801 | 2000 | Install new gas stove.
PMGR-22-490 | Residential Plumbing/Mechanical/Gas Permit | STEPHEN SOYDEN | 2022-07-08 12:21 | 19 TAYLOR LN, Portsmouth, NH 03801 | 8800 | none
PMGR-22-491 | Residential Plumbing/Mechanical/Gas Permit | Jamie Eschmann | 2022-07-08 16:00 | 58 PEARSON ST, Portsmouth, NH 03801 | 8000 | N/A
PMGR-22-492 | Residential Plumbing/Mechanical/Gas Permit | Steven Tibbetts | 2022-07-11 12:35 | 44 PEARSON ST, Portsmouth, NH 03801 | 8000 | None
PMGR-22-493 | Residential Plumbing/Mechanical/Gas Permit | Karen Bartlett | 2022-07-11 13:22 | 446 HANOVER ST, Portsmouth, NH 03801 | 2690 | n/a
PMGR-22-494 | Residential Plumbing/Mechanical/Gas Permit | Melissa Maccabee | 2022-07-11 15:06 | 710 WOODBURY AVE, Portsmouth, NH 03801 | 4600 | installing 40 gal indirect water heater
PMGR-22-495 | Residential Plumbing/Mechanical/Gas Permit | Aaron You | 2022-07-12 11:40 | 1426 ISLINGTON ST, Portsmouth, NH 03801 | 5500 | Installing conventional AC condenser.
PMGR-22-496 | Residential Plumbing/Mechanical/Gas Permit | jeffrey cloutier | 2022-07-12 12:30 | 368 SOUTH ST, Portsmouth, NH 03801 | 11000 | NA
PMGR-22-497 | Residential Plumbing/Mechanical/Gas Permit | JAMES LAURENCIO | 2022-07-12 13:00 | 114 WALFORD LN, Unit 14, Portsmouth, NH 03801 | 5000 | NA
PMGR-22-498 | Residential Plumbing/Mechanical/Gas Permit | Glenn Bosteels | 2022-07-12 16:55 | 325 BARTLETT ST, Portsmouth, NH 03801 | 4500 | Swap out stove. Existing gas
PMGR-22-499 | Residential Plumbing/Mechanical/Gas Permit | Keith Buchanan | 2022-07-13 10:54 | 52 PROSPECT ST, Portsmouth, NH 03801 | 30000 | Install two gas furnaces, A/C and ductwork
PMGR-22-500 | Residential Plumbing/Mechanical/Gas Permit | bud kelsall | 2022-07-13 12:07 | 328 ALDRICH RD, Portsmouth, NH 03801 | 2500 | no gas work
PMGR-22-502 | Residential Plumbing/Mechanical/Gas Permit | Alan Vanwert | 2022-07-13 21:49 | 80 FW HARTFORD DR, Portsmouth, NH 03801 | 800 | NA
PMGR-22-503 | Residential Plumbing/Mechanical/Gas Permit | Aaron You | 2022-07-14 11:47 | 2 PHEASANT LN, Portsmouth, NH 03801 | 8500 | Install two head system for dining rom and kitchen area's to be used for cooling.
PMGR-22-504 | Residential Plumbing/Mechanical/Gas Permit | Karen Bartlett | 2022-07-15 12:54 | 76 SUNSET RD, Portsmouth, NH 03801 | 2075 | n/a
PMGR-22-505 | Residential Plumbing/Mechanical/Gas Permit | Berry & Jones Plumbing & Heating, Inc Berry & Jones | 2022-07-15 14:00 | 609 STATE ST, Unit 4, Portsmouth, NH 03801 | 1800 | NA
PMGR-22-506 | Residential Plumbing/Mechanical/Gas Permit | Kevin Hart | 2022-07-15 15:29 | 410 LAFAYETTE RD, Portsmouth, NH 03801 | 2800 | emergency install 40 gallon NG water heaterÂ
PMGR-22-508 | Residential Plumbing/Mechanical/Gas Permit | Charles Lamprey | 2022-07-15 18:44 | 45 MARKET ST, Portsmouth, NH 03801 | 2500 | Complete new gas piping for 1st floor commercial space. 2nd, 3rd, 4th, 5th floor residential apartments to serve gas fireplaces, gas ranges and gas water heaters as outlined in attached plan. Please see last page of attached to show gas piping layout for all units. Gas water heaters are only on level 2, 3 and 4
PMGR-22-509 | Residential Plumbing/Mechanical/Gas Permit | Aaron You | 2022-07-18 11:27 | 35 HILLCREST DR, Portsmouth, NH 03801 | 14000 | Installing a 3 head hyper heat system.
PMGR-22-510 | Residential Plumbing/Mechanical/Gas Permit | Joanne Spinney | 2022-07-19 12:25 | 44 WATSONS LANDING, Portsmouth, NH 03801 | 8000 | Installation of gas fireplace and venting only.Â Gas piping done by others.
PMGR-22-511 | Residential Plumbing/Mechanical/Gas Permit | Aaron You | 2022-07-19 16:45 | 176 WOODLAWN CIR, Portsmouth, NH 03801 | 12500 | Replace existing oil boiler and oil tank with new system.
PMGR-22-512 | Residential Plumbing/Mechanical/Gas Permit | Wesley Burbank | 2022-07-19 19:37 | 141 MILL POND WAY, Unit 1, Portsmouth, NH 03801 | 18000 | Installation of Mitubishi air handler and condenser.
PMGR-22-513 | Residential Plumbing/Mechanical/Gas Permit | Mike Motsinger | 2022-07-20 13:09 | 1347 SOUTH ST, Portsmouth, NH 03801 | 7490 | Replacing failed Â Rheem A/C 2ton condenser, air handler w/coil with a Trane 2 ton condenser air handler w/coil
PMGR-22-515 | Residential Plumbing/Mechanical/Gas Permit | Kevin Hart | 2022-07-20 18:18 | 96 PORPOISE WAY, Portsmouth, NH 03801 | 500 | sleeve gas pipe going into building for Unitil (yellow tagged now)Â
PMGR-22-516 | Residential Plumbing/Mechanical/Gas Permit | George Silva | 2022-07-21 16:37 | 60 OPAL AVE, Portsmouth, NH 03801 | 2800.39 | mini splitÂ instalation
PMGR-22-517 | Residential Plumbing/Mechanical/Gas Permit | Logan Nicolaisen | 2022-07-21 17:17 | 19 TAYLOR LN, Portsmouth, NH 03801 | 18000 | Remove Current oil fired boiler and replace with a lochinvar noble 110K BTU propane fired boiler. Set two 120 gallon propane tanks on the end of home. Pipe Gas line from tank location to new boiler location with black iron and leave a fute tee for a gas range.
PMGR-22-518 | Residential Plumbing/Mechanical/Gas Permit | Logan Nicolaisen | 2022-07-21 17:24 | 44 PEARSON ST, Portsmouth, NH 03801 | 8000 | Remove two 275 gallon oil tanks in crawl space, one in use the other abandon and replace with a granby 265 Gal double wall outdoor tank. A new 3/8" coated oil line will be installed and ran to the unit.
PMGR-22-519 | Residential Plumbing/Mechanical/Gas Permit | Eric Pelchat | 2022-07-21 19:02 | 44 MENDUM AVE, Portsmouth, NH 03801 | 13550 | Replace existing single zone mini split condenser with a 4 zone model and add 3 heads to the 2nd floor bedrooms. We installed the existing mini split in the living room last year. I included the living room in the Manual J & S so that everything is complete and in 1 place.
PMGR-22-520 | Residential Plumbing/Mechanical/Gas Permit | Kevin Hart | 2022-07-21 21:37 | 100 CRESCENT WAY, Portsmouth, NH 03801 | 4000 | none
PMGR-22-522 | Residential Plumbing/Mechanical/Gas Permit | Kevin Hart | 2022-07-25 13:21 | 713 SAGAMORE AVE, Portsmouth, NH 03801 | 10250 | Install LG Mini split system to consist of 1-LG LSN120HSV5 head in 1st floor and 1-LG LSN120HSV5 head in 2nd floor tied into a LG LMU24OHV outdoor condenser comple
PMGR-22-523 | Residential Plumbing/Mechanical/Gas Permit | JAMES LAURENCIO | 2022-07-25 13:36 | 50 CATE ST, Portsmouth, NH 03801 | 500 | n/a
PMGR-22-524 | Residential Plumbing/Mechanical/Gas Permit | JAMES LAURENCIO | 2022-07-25 13:44 | 50 CATE ST, Portsmouth, NH 03801 | 500 | n/a
PMGR-22-525 | Residential Plumbing/Mechanical/Gas Permit | JAMES LAURENCIO | 2022-07-25 13:49 | 50 CATE ST, Portsmouth, NH 03801 | 500 | n/a
PMGR-22-526 | Residential Plumbing/Mechanical/Gas Permit | JAMES LAURENCIO | 2022-07-25 13:54 | 50 CATE ST, Portsmouth, NH 03801 | 500 | n/a
PMGR-22-527 | Residential Plumbing/Mechanical/Gas Permit | JAMES LAURENCIO | 2022-07-25 13:59 | 50 CATE ST, Portsmouth, NH 03801 | 500 | n/a
PMGR-22-528 | Residential Plumbing/Mechanical/Gas Permit | JAMES LAURENCIO | 2022-07-25 14:08 | 50 CATE ST, Portsmouth, NH 03801 | 500 | n/a
PMGR-22-530 | Residential Plumbing/Mechanical/Gas Permit | Joseph Lavin | 2022-07-25 18:24 | 274 HOLLY LN, Portsmouth, NH 03801 | 9500 | Replace Existing 140,000 BTU Oil Boiler with a 199,000 BTU Propane Brute Combo Boiler
PMGR-22-531 | Residential Plumbing/Mechanical/Gas Permit | John Slabczynski | 2022-07-26 09:39 | 139 BLUEFISH BLVD, Portsmouth, NH 03801 | 8500 | Replace existing oil mobile home furnace and replace with a miller 77000 btu mobile home furnace Gas pipe new furnace and re gas pipe existing gas fire placeÂ
PMGR-22-532 | Residential Plumbing/Mechanical/Gas Permit | John Slabczynski | 2022-07-26 13:50 | 121 BLUEFISH BLVD, Portsmouth, NH 03801 | 8000 | Remove existing oil millerÂ mobile home furnace Replace with a miller mobile home gas furnace of 70000 btu lp
PMGR-22-533 | Residential Plumbing/Mechanical/Gas Permit | Edward Hopkins | 2022-07-26 13:58 | 12 SOUTH ST, Portsmouth, NH 03801 | 5000 | Na
PMGR-22-534 | Residential Plumbing/Mechanical/Gas Permit | Julie Hill | 2022-07-27 19:33 | 380 LITTLE HARBOR RD, Portsmouth, NH 03801 | 500 | relocate 60 gallon propane tank and run new gas line
PMGR-22-535 | Residential Plumbing/Mechanical/Gas Permit | David Holton | 2022-07-28 09:08 | 9 LENS AVE, Portsmouth, NH 03801 | 1500 | none
PMGR-22-536 | Residential Plumbing/Mechanical/Gas Permit | Peter Ward | 2022-07-28 10:33 | 319 LINCOLN AVE, Portsmouth, NH 03801 | 7500 | none
PMGR-22-537 | Residential Plumbing/Mechanical/Gas Permit | Joseph Fabrizio | 2022-07-28 11:10 | 227 WILLARD AVE, Portsmouth, NH 03801 | 7000 | None will be performed by me
PMGR-22-538 | Residential Plumbing/Mechanical/Gas Permit | Joseph Fabrizio | 2022-07-28 11:14 | 880 MIDDLE ST, Portsmouth, NH 03801 | 350 | NoneÂ
PMGR-22-539 | Residential Plumbing/Mechanical/Gas Permit | George Elston III | 2022-07-28 16:52 | 160 WIBIRD ST, Portsmouth, NH 03801 | 20000 | boiler and water heater
PMGR-22-540 | Residential Plumbing/Mechanical/Gas Permit | James Golter | 2022-07-28 18:22 | 376 MIDDLE RD, Portsmouth, NH 03801 | 15000 | Replace existing boiler with new Lochinvar Hi-Efficiency Natural Gas condensing boiler.Â
PMGR-22-541 | Residential Plumbing/Mechanical/Gas Permit | Aaron You | 2022-07-29 11:48 | 60 SAPPHIRE ST, Portsmouth, NH 03801 | 5000 | Replacing older oil tank with new 275g oil tank.
PMGR-22-542 | Residential Plumbing/Mechanical/Gas Permit | Eric Pelchat | 2022-07-29 11:57 | 177 MCKINLEY RD, Portsmouth, NH 03801 | 23330 | Replace oil furnace with natural gas furnace, replace A/C coil and condenser, wrap accessible duct work, install gas piping to new furnace.
PMGR-22-543 | Residential Plumbing/Mechanical/Gas Permit | East Coast HVAC East Coast HVAC | 2022-07-29 17:13 | 225 MCKINLEY RD, Portsmouth, NH 03801 | 4000 | Replacing indirect water heater with like size.
PMGR-22-544 | Residential Plumbing/Mechanical/Gas Permit | Alan Vanwert | 2022-07-29 17:14 | 24 COOLIDGE DR, Portsmouth, NH 03801 | 800 | NA
PMGR-22-545 | Residential Plumbing/Mechanical/Gas Permit | Mike Motsinger | 2022-07-29 20:26 | 159 HOLLY LN, Portsmouth, NH 03801 | 12490 | 14kwh LP Generac generator installation . Maldini electric to get electrical permit as well
PMGR-22-546 | Residential Plumbing/Mechanical/Gas Permit | Jeremiah Comeford | 2022-07-30 18:47 | 34 BOSS AVE, Portsmouth, NH 03801 | 19950 | install three zone ductless heat pump system. One air handler in the main room on each floor.Â
PMGR-22-548 | Residential Plumbing/Mechanical/Gas Permit | Dave Atkins | 2022-08-01 15:26 | 126 BLUEFISH BLVD, Portsmouth, NH 03801 | 1 | pressure test set 2 120s
PMGR-22-549 | Residential Plumbing/Mechanical/Gas Permit | Robert Fichera | 2022-08-01 15:36 | 64 EMERY ST, Unit 1, Portsmouth, NH 03801 | 2000 | installation of Panasonic ERV and supply registers to basement.
PMGR-22-550 | Residential Plumbing/Mechanical/Gas Permit | Harrison Goldberg | 2022-08-01 18:29 | 88 CARDINAL LN, Portsmouth, NH 03801 | 5000 | Not any
PMGR-22-551 | Residential Plumbing/Mechanical/Gas Permit | Kevin Hart | 2022-08-01 18:31 | 898 STATE ST, Portsmouth, NH 03801 | 9500 | Replace existing oil furnace with Rheem 95% efficiency Natural gas furnace complete with ductwork tie ins, Â gas piping and ventingÂ Oil tank removal not includedÂ Customer to arrange 2nd meter barÂ
PMGR-22-552 | Residential Plumbing/Mechanical/Gas Permit | Eric Pelchat | 2022-08-01 19:22 | 130 GATES ST, Portsmouth, NH 03801 | 29380 | Replace gas furnace, coil, condenser, and gas water heater
PMGR-22-553 | Residential Plumbing/Mechanical/Gas Permit | Jackie Ceurvels | 2022-08-02 12:30 | 210 BROAD ST, Portsmouth, NH 03801 | 31000 | 1 - York 60,000 BTU 97% efficient 2 stage gas furnace.1 - York 36,000 BTU 14 SEER outdoor condenser.1 - York 3 ton upflow cooling coil.1 - York 36,000 BTU 14 SEER outdoor condenser.1 - York horizontal cooling coil.1 - Bosch BOVA 36 2.0 36,000 BTU cold climate heat pump.
PMGR-22-554 | Residential Plumbing/Mechanical/Gas Permit | Noel Gagnon | 2022-08-02 22:25 | 10 PROSPECT ST, Portsmouth, NH 03801 | 20000 | Installing duct work, heating and ac
PMGR-22-555 | Residential Plumbing/Mechanical/Gas Permit | Paul Perry | 2022-08-03 17:33 | 725 COLONIAL DR, Portsmouth, NH 03801 | 7000 | New fuel gas piping to serve a cook top.
PMGR-22-556 | Residential Plumbing/Mechanical/Gas Permit | Christopher Dalecki, Sr | 2022-08-04 01:04 | 20 MARIETTE DR, Portsmouth, NH 03801 | 3500 | Installing gas line and new gas vent free gas logs for natural gas
PMGR-22-557 | Residential Plumbing/Mechanical/Gas Permit | Heritage Home Service | 2022-08-04 14:13 | 38 PICKERING ST, Portsmouth, NH 03801 | 10072 | Direct replacement of a Nat gas RINNAI DIRECT VENT WALL HEATERÂ
PMGR-22-558 | Residential Plumbing/Mechanical/Gas Permit | Ty-Mark Heating & Cooling, LLC | 2022-08-05 12:55 | 2 BEECHWOOD ST, Portsmouth, NH 03801 | 10500 | INSTALL NEW OIL Â FURNACE
PMGR-22-559 | Residential Plumbing/Mechanical/Gas Permit | Brian Arakelian | 2022-08-05 16:24 | 128 EASTWOOD DR, Portsmouth, NH 03801 | 2800 | Re-connect gas range
PMGR-22-560 | Residential Plumbing/Mechanical/Gas Permit | Eric Pelchat | 2022-08-08 20:03 | 41 DEARBORN ST, Portsmouth, NH 03801 | 45900 | Replace oil furnace and duct work with gas furnace and A/C. New duct system includes new zone in attic for 2nd floor. We will be removing the outdoor oil tank as well.
PMGR-22-561 | Residential Plumbing/Mechanical/Gas Permit | East Coast HVAC East Coast HVAC | 2022-08-09 11:50 | 245 SPINNEY RD, Portsmouth, NH 03801 | 14500 | Condenser add on for 1st floor system, A/C only air hanlder replacement and condneser add on for 2nd floor system
PMGR-22-562 | Residential Plumbing/Mechanical/Gas Permit | Brian Porter | 2022-08-09 18:08 | 319 LINCOLN AVE, Portsmouth, NH 03801 | 1000 | Install direct vent powered exhaust system on existing boiler, to replace existing atmospheric vent.
PMGR-22-563 | Residential Plumbing/Mechanical/Gas Permit | Raymond Souriolle | 2022-08-09 18:37 | 3 WALTON ALY, Portsmouth, NH 03801 | 4000 | Perform gas test on hot water heater, dryer, Furnace with associated piping from gas meter.
PMGR-22-564 | Residential Plumbing/Mechanical/Gas Permit | John Pettigrew | 2022-08-09 19:51 | 29 VERSAILLES AVE, Portsmouth, NH 03801 | 12500 | n/a
PMGR-22-565 | Residential Plumbing/Mechanical/Gas Permit | Jim Mack | 2022-08-10 14:38 | 28 KENSINGTON RD, Portsmouth, NH 03801 | 16900 | HVAC heat pumps
PMGR-22-566 | Residential Plumbing/Mechanical/Gas Permit | Stephanie Wright | 2022-08-10 14:53 | 365 FW HARTFORD DR, Portsmouth, NH 03801 | 1600 | Set 2 - 120 gallon propane tanksÂ
PMGR-22-567 | Residential Plumbing/Mechanical/Gas Permit | Melissa Maccabee | 2022-08-10 16:36 | 325 WIBIRD ST, Portsmouth, NH 03801 | 11950 | Replacing an oil furnace with a Lennox natural gas furnace. We will vent out driveway side of house. We will rebuild return plenum and supply plenum. We will gas pipe to new furnace from meter.
PMGR-22-568 | Residential Plumbing/Mechanical/Gas Permit | Kevin Hart | 2022-08-11 16:27 | 251 THAXTER RD, Portsmouth, NH 03801 | 1800 | Emergency install 40 gallon CV natural gas water heaterÂ
PMGR-22-570 | Residential Plumbing/Mechanical/Gas Permit | Stephanie Wright | 2022-08-12 13:58 | 70 TJ GAMESTER AVE, Portsmouth, NH 03801 | 600 | REPLACE COMPETITORS - 2 - 120 GALLONS PROPANE TANKS WITH A TOWNSEND - Â 60 GALLON PROPANE TANK FOR COOKING ONLY
PMGR-22-571 | Residential Plumbing/Mechanical/Gas Permit | Darryl Berleth | 2022-08-12 14:49 | 219 SAGAMORE AVE, Portsmouth, NH 03801 | 3500 | New future gas line to garage for future heating. Â 1" gas line to be under ground and will stub up outside both the houise and garage. Â
PMGR-22-572 | Residential Plumbing/Mechanical/Gas Permit | Christopher Dalecki, Sr | 2022-08-12 15:43 | 45 MELBOURNE ST, Portsmouth, NH 03801 | 2200 | Installation of natural gas stove and venting out wall, with gas line
PMGR-22-573 | Residential Plumbing/Mechanical/Gas Permit | Mihai Popescu | 2022-08-12 17:47 | 49 TAFT RD, Portsmouth, NH 03801 | 6000 | Servicesqtyunit priceamountSupply and install LG indoor wall mount1.0$5,400.00$5,400.00Model : LSN243HLV3 - 24000 BTUSupply and install LG 24000 BTU outdoor condenserModel : LSU243HLV3 - 24000 BTU condenserCondenser will be located on the right side of the house near the window.IT will be sitting on a stand about 18 inches away from the floor.Supply and install all the associated line sets and condensateSupply and install communication wiring between the indoor and the outdoor unitMASTER ELECTRICIAN TO POWER UP UNIT INCLUDED1.0$600.00$600.00As per email dated 08/1030Amps Breaker and a surge protector.Testing and commissioning of systemTotal$6,000.00Payment HistoryAug 10Wed 7:09pmCredit Card$3,000.00
PMGR-22-574 | Residential Plumbing/Mechanical/Gas Permit | Arthur Souriolle | 2022-08-15 12:22 | 292 LANG RD, Portsmouth, NH 03801 | 19440 | N/A
PMGR-22-576 | Residential Plumbing/Mechanical/Gas Permit | Scott Cammett | 2022-08-15 13:42 | 1 BEECHWOOD ST, Portsmouth, NH 03801 | 7000 | New oil burner furnace
PMGR-22-577 | Residential Plumbing/Mechanical/Gas Permit | TINA VONTZ | 2022-08-15 16:54 | 10 HUMPHREYS CT, Portsmouth, NH 03801 | 250 | Swaping out (1) 60 gallon propane tank for cooking only
PMGR-22-578 | Residential Plumbing/Mechanical/Gas Permit | Heritage Home Service | 2022-08-15 16:57 | 38 PICKERING ST, Portsmouth, NH 03801 | 1525 | EM replacement 60' gas piping to bring up to code, while on the job to replace wall heater forPMGR-22-557
PMGR-22-579 | Residential Plumbing/Mechanical/Gas Permit | joseph perry | 2022-08-15 17:08 | 44 LAWRENCE ST, Unit 1, Portsmouth, NH 03801 | 4500 | N/A
PMGR-22-580 | Residential Plumbing/Mechanical/Gas Permit | Robert Orton | 2022-08-15 17:34 | 60 PROSPECT ST, Portsmouth, NH 03801 | 7484 | removal of existing furnace and replacement with new furnace
PMGR-22-581 | Residential Plumbing/Mechanical/Gas Permit | East Coast HVAC East Coast HVAC | 2022-08-16 13:25 | 20 BRIGHAM LN, Portsmouth, NH 03801 | 11000 | replace failed air handler and condenser with similar size system. re using existing electrical and line set.
PMGR-22-582 | Residential Plumbing/Mechanical/Gas Permit | Daniel Kellogg | 2022-08-16 13:32 | 70 HIGHLAND ST, Portsmouth, NH 03801 | 7000 | NoneÂ
PMGR-22-583 | Residential Plumbing/Mechanical/Gas Permit | joseph perry | 2022-08-16 17:40 | 14 MECHANIC ST, Portsmouth, NH 03801 | 1000 | n/a
PMGR-22-584 | Residential Plumbing/Mechanical/Gas Permit | Alan Vanwert | 2022-08-17 11:50 | 35 PINEHURST RD, Portsmouth, NH 03801 | 800 | NA
PMGR-22-585 | Residential Plumbing/Mechanical/Gas Permit | John Pettigrew | 2022-08-17 17:49 | 3 CURRIERS CV, Portsmouth, NH 03801 | 12000 | .
PMGR-22-586 | Residential Plumbing/Mechanical/Gas Permit | JAMES LAURENCIO | 2022-08-17 18:40 | 50 CATE ST, Portsmouth, NH 03801 | 400 | n/a
PMGR-22-587 | Residential Plumbing/Mechanical/Gas Permit | JAMES LAURENCIO | 2022-08-17 18:44 | 50 CATE ST, Portsmouth, NH 03801 | 400 | n/a
PMGR-22-588 | Residential Plumbing/Mechanical/Gas Permit | Thomas Morin | 2022-08-18 12:27 | 606 COLONIAL DR, Portsmouth, NH 03801 | 1000 | NA
PMGR-22-589 | Residential Plumbing/Mechanical/Gas Permit | Berry & Jones Plumbing & Heating, Inc Berry & Jones | 2022-08-18 14:57 | 29 MENDUM AVE, Portsmouth, NH 03801 | 2735 | N/A
PMGR-22-590 | Residential Plumbing/Mechanical/Gas Permit | joseph perry | 2022-08-18 18:47 | 52 PROSPECT ST, Portsmouth, NH 03801 | 5000 | install and connect gas piping to two furnaces (one located in basement and the other in the attic of the addition). Furnaces to be placed and vented by others.
PMGR-22-591 | Residential Plumbing/Mechanical/Gas Permit | Alan Vanwert | 2022-08-18 19:08 | 3 BOYAN PL, Portsmouth, NH 03801 | 800 | NA
PMGR-22-592 | Residential Plumbing/Mechanical/Gas Permit | Jeremiah Comeford | 2022-08-19 10:53 | 71 BRACKETT RD, Portsmouth, NH 03801 | 780 | install two supply diffusers from the present supply trunk in the ceiling of the new 20'x14' room in the basement. One return air grille.Â
PMGR-22-593 | Residential Plumbing/Mechanical/Gas Permit | Joel Felch | 2022-08-19 12:46 | 898 MAPLEWOOD AVE, Portsmouth, NH 03801 | 9000 | noneÂ
PMGR-22-594 | Residential Plumbing/Mechanical/Gas Permit | ReVision Energy, Inc | 2022-08-22 15:02 | 97 MORNING ST, Portsmouth, NH 03801 | 0 | Cap natural gas line to install electric water heater
PMGR-22-595 | Residential Plumbing/Mechanical/Gas Permit | Heritage Home Service | 2022-08-22 16:29 | 579 SAGAMORE AVE, Unit 33, Portsmouth, NH 03801 | 14042 | Replacement Installation of a Gas FHA ( Chimney vented) and Â a central AC systeminclÂ GROUND CSST GAS PIPE Â 25',Â AMANA 80%-GAs Chimney Vented, Amana AC 16 SEER(1.5 Ton/20 amp):Â Â
PMGR-22-596 | Residential Plumbing/Mechanical/Gas Permit | Dave Atkins | 2022-08-23 11:25 | 121 BLUEFISH BLVD, Portsmouth, NH 03801 | 1 | set 2 120s
PMGR-22-597 | Residential Plumbing/Mechanical/Gas Permit | Dave Atkins | 2022-08-23 11:31 | 139 BLUEFISH BLVD, Portsmouth, NH 03801 | 1 | set 2 120s
PMGR-22-598 | Residential Plumbing/Mechanical/Gas Permit | Joanne Spinney | 2022-08-23 13:48 | 38 WATSONS LANDING, Portsmouth, NH 03801 | 6879 | Installation of gas fireplace and venting only.Â Gas piping done by others.
PMGR-22-599 | Residential Plumbing/Mechanical/Gas Permit | Randy Davignon | 2022-08-23 13:57 | 319 LINCOLN AVE, Portsmouth, NH 03801 | 5500 | INSTALLING MITSUBISH MINI SPLIT
PMGR-22-601 | Residential Plumbing/Mechanical/Gas Permit | Scott Hemingway | 2022-08-23 20:40 | 5 RUTH ST, Portsmouth, NH 03801 | 0 | Set 2- 125 gal wc LP Gas tanks- only Â others to do all pipe and appliance installation
PMGR-22-602 | Residential Plumbing/Mechanical/Gas Permit | Scott Hemingway | 2022-08-23 20:57 | 274 HOLLY LN, Portsmouth, NH 03801 | 0 | set 2-125 gal wc LP Gas tanks only- others to install piping nad appliances
PMGR-22-603 | Residential Plumbing/Mechanical/Gas Permit | Mihai Popescu | 2022-08-24 15:52 | 70 HIGHLAND ST, Portsmouth, NH 03801 | 24472 | Servicesqtyunit priceamountSupply and install MLZ KP 9000 BTU unit in the Master bedroom1.0$25,950.00$25,950.00Model : MLZ-KP09NAhttps://mylinkdrive.com/viewPdf?srcUrl=http://enter.mehvac.com.s3.amazonaws.com/DAMRoot/Original/10009\M_SUBMITTAL_MLZ-KP09NA_FOR_MULTI-ZONE_SYSTEMS-en.pdfMore info : https://www.mitsubishicomfort.com/videos?modelid=MLZSupply and install MSZ-FS9000 Wall mount on the bedroom 1- third floorhttps://www.mitsubishicomfort.com/residential/products/wall-mounted-heating-and-cooling#scrolled?modelID=MSZ-FSSupply and install MSZ-FS9000 Wall mount on the bedroom 2 - third floorhttps://www.mitsubishicomfort.com/residential/products/wall-mounted-heating-and-cooling#scrolled?modelID=MSZ-FSSupply and install MSZ-FS6000 Wall mount on the bedroom 1 - second floorhttps://www.mitsubishicomfort.com/residential/products/wall-mounted-heating-and-cooling#scrolled?modelID=MSZ-FSSupply and install MSZ-FS6000 Wall mount on the bedroom 2 - second floorhttps://www.mitsubishicomfort.com/residential/products/wall-mounted-heating-and-cooling#scrolled?modelID=MSZ-FSPermits and inspections1.0$650.00$650.00Includes permit fee, inspection , time for inspections and all the associated work.Supply and install all the line sets connecting the indoor air handlers to the outdoor condenserSupply and install all the wire and condensate connecting the indoor air handlers and the outdoor condenserSupply and install MXZ-SM42NAMHZ - hyper heat rated - double fanhttps://mylinkdrive.com/viewPdf?srcUrl=http://s3.amazonaws.com/enter.mehvac.com/DAMRoot/Original/10006\M_SUBMITTAL_MXZ-SM42NAMHZ_en.pdfSupply and install the pad/stand/stone set up for the outdoor condenserSupply and install branch box system in the attic knee wallInstall equipment based on manufacturer specifications by Mitsubishi factory trained technicians.12 YEAR WARRANTY on all the equipmentCommission and test system based on manufacturer specification and local codes.Heat loss calculationCONISDERATIONSMaking everything hyper heat will qualify you for a bigger rebate and actually save you money and space on the exterior because you will be able to do everything with just one condenser.
PMGR-22-604 | Residential Plumbing/Mechanical/Gas Permit | Keith Buchanan | 2022-08-25 10:52 | 27 SEWALL RD, Portsmouth, NH 03801 | 7700 | Install one Miutsubishi ductless single zone heat pump system for the new addition.Â Relocate existing condenser and flue piping.
PMGR-22-605 | Residential Plumbing/Mechanical/Gas Permit | Steven Greer | 2022-08-25 14:39 | 57 SPINNAKER WAY, Portsmouth, NH 03801 | 2800 | Gas line added. Gas fireplace insert added
PMGR-22-606 | Residential Plumbing/Mechanical/Gas Permit | James Golter | 2022-08-26 19:52 | 29 MENDUM AVE, Portsmouth, NH 03801 | 1800 | none
PMGR-22-607 | Residential Plumbing/Mechanical/Gas Permit | Richard Turcotte III | 2022-08-26 19:57 | 19 KENT ST, Portsmouth, NH 03801 | 2000 | n/a
PMGR-22-608 | Residential Plumbing/Mechanical/Gas Permit | John Pettigrew | 2022-08-26 20:52 | 95 COURT ST, Portsmouth, NH 03801 | 25000 | n/a
PMGR-22-609 | Residential Plumbing/Mechanical/Gas Permit | Lisa Murphy | 2022-08-29 12:43 | 419 GREENLEAF AVE, Portsmouth, NH 03801 | 0 | Swap out 1 - 60 gallon tank. Â
PMGR-22-610 | Residential Plumbing/Mechanical/Gas Permit | Lisa Murphy | 2022-08-29 12:49 | 419 GREENLEAF AVE, Portsmouth, NH 03801 | 0 | Swap out only 1 - 120 gallon propane tank
PMGR-22-611 | Residential Plumbing/Mechanical/Gas Permit | Joseph Lavin | 2022-08-29 15:31 | 177 COLONIAL DR, Portsmouth, NH 03801 | 9000 | N/A
PMGR-22-612 | Residential Plumbing/Mechanical/Gas Permit | Samuel Coellner | 2022-08-29 16:15 | 6 SIMONDS RD, Portsmouth, NH 03801 | 850 | Remove gas line for range.switching to electricÂ
PMGR-22-613 | Residential Plumbing/Mechanical/Gas Permit | James Noonan | 2022-08-29 17:19 | 114 SARATOGA WAY, Unit 1-4, Portsmouth, NH 03801 | 1750 | Install one gas direct vent fireplace. Venting only. Gas piping by others.
PMGR-22-614 | Residential Plumbing/Mechanical/Gas Permit | James Noonan | 2022-08-29 17:24 | 114 SARATOGA WAY, Unit 1-4, Portsmouth, NH 03801 | 1750 | Install one gas direct vent fireplace. Venting only. Gas piping by others.
PMGR-22-615 | Residential Plumbing/Mechanical/Gas Permit | James Noonan | 2022-08-29 17:28 | 114 SARATOGA WAY, Unit 1-4, Portsmouth, NH 03801 | 1750 | Install one gas direct vent fireplace. Venting only. Gas piping by others.
PMGR-22-616 | Residential Plumbing/Mechanical/Gas Permit | James Noonan | 2022-08-29 17:31 | 114 SARATOGA WAY, Unit 1-4, Portsmouth, NH 03801 | 1750 | Install one gas direct vent fireplace. Venting only. Gas piping by others.
PMGR-22-617 | Residential Plumbing/Mechanical/Gas Permit | David Holton | 2022-08-30 16:54 | 579 SAGAMORE AVE, Unit 54, Portsmouth, NH 03801 | 6500 | none
PMGR-22-618 | Residential Plumbing/Mechanical/Gas Permit | James Golter | 2022-08-30 20:13 | 319 LINCOLN AVE, Portsmouth, NH 03801 | 800 | Correct gas line deficiencies and test entire gas main for integrity.
PMGR-22-619 | Residential Plumbing/Mechanical/Gas Permit | Kevin Hart | 2022-08-31 18:07 | 205 ROCKLAND ST, Portsmouth, NH 03801 | 1900 | emergency replacement of natutral gas water heaterÂ
PMGR-22-620 | Residential Plumbing/Mechanical/Gas Permit | John Pettigrew | 2022-08-31 18:59 | 490 ISLINGTON ST, Unit 2, Portsmouth, NH 03801 | 15000 | n/a
PMGR-22-621 | Residential Plumbing/Mechanical/Gas Permit | Kevin Hart | 2022-09-01 15:22 | 520 SOUTH ST, Portsmouth, NH 03801 | 2500 | none
PMGR-22-622 | Residential Plumbing/Mechanical/Gas Permit | Lisa Cook | 2022-09-01 15:25 | 4 BOYAN PL, Portsmouth, NH 03801 | 14400 | Replace oil boiler and indirect water heater with new oil boiler and indirect water heater (Nothing changing for BTU's or Footprint)
PMGR-22-623 | Residential Plumbing/Mechanical/Gas Permit | Kevin Henderson | 2022-09-01 15:36 | 44 WATSONS LANDING, Portsmouth, NH 03801 | 25675 | Ductwork, chase to second floor, furnace, condenser, lineset, flues
PMGR-22-624 | Residential Plumbing/Mechanical/Gas Permit | David Holton | 2022-09-01 16:46 | 24 HARRISON AVE, Portsmouth, NH 03801 | 850 | NoneÂ
PMGR-22-625 | Residential Plumbing/Mechanical/Gas Permit | Lisa Cook | 2022-09-01 19:23 | 112 SPINNAKER WAY, Portsmouth, NH 03801 | 10080 | Replace existing natural gas furnace and central A/C with new natural gas furnace and central A/C (Nothing changing for footprint or BTU's)Â
PMGR-22-626 | Residential Plumbing/Mechanical/Gas Permit | Eduardo Chaviano | 2022-09-02 13:26 | 1344 ISLINGTON ST, Portsmouth, NH 03801 | 17500 | NA
PMGR-22-627 | Residential Plumbing/Mechanical/Gas Permit | Jeremiah Comeford | 2022-09-03 12:25 | 650 SAGAMORE AVE, Portsmouth, NH 03801 | 3930 | remove the present oil tank and install a new oil tank. Install a new oil line to boiler.Â
PMGR-22-628 | Residential Plumbing/Mechanical/Gas Permit | Jeremiah Comeford | 2022-09-03 14:04 | 648 KEARSARGE WAY, Portsmouth, NH 03801 | 5640 | remove the oil tank and oil furnace. install natural gas furnace and gas pipe from meter to gsa furnace.
PMGR-22-629 | Residential Plumbing/Mechanical/Gas Permit | Jeremiah Comeford | 2022-09-03 14:47 | 648 KEARSARGE WAY, Portsmouth, NH 03801 | 5640 | remove oil furance and oil tank. Install a natural gas furnace and gas pipe from furnace to meter. Vent with Poly vent pipe.Â
PMGR-22-630 | Residential Plumbing/Mechanical/Gas Permit | Brian Arakelian | 2022-09-06 10:58 | 389 LINCOLN AVE, Portsmouth, NH 03801 | 4050 | REPLACEMENT OF GAS WALL HEATER WITH SAME
PMGR-22-631 | Residential Plumbing/Mechanical/Gas Permit | Guy Denommee | 2022-09-06 16:45 | 195 EDMOND AVE, Portsmouth, NH 03801 | 2000 | n/a
PMGR-22-632 | Residential Plumbing/Mechanical/Gas Permit | Kevin Hart | 2022-09-06 17:45 | 47 SUZANNE DR, Portsmouth, NH 03801 | 6200 | none
PMGR-22-635 | Residential Plumbing/Mechanical/Gas Permit | Eric Pelchat | 2022-09-06 20:20 | 613 UNION ST, Portsmouth, NH 03801 | 4750 | Replace condenser for 1st floor
PMGR-22-637 | Residential Plumbing/Mechanical/Gas Permit | Mihai Popescu | 2022-09-07 13:11 | 579 SAGAMORE AVE, Unit 63, Portsmouth, NH 03801 | 12970 | Supply and install R96va Gas furnace 56000 Btu 96 % Efficiency 2 stage ecm motor1.0$8,925.00$8,925.00- Supply all the gas materials in order to reconnect into the existing line- Supply condensate pump with neutralizer- Rewire the system in order to accommodate new furnace-Supply and install all the associated venting up to codeUse polypropylene venting or IPEX.Supply and install smart thermostatEcobee or NestSupply and install merv 16 filterSupply and install all other accessories necessaries for installSupply all the ductwork and insulation necessary to connect the new unit inAll the labor to be performed by factory certified technicians which will allow you to obtain a 10 year warranty. MCP is a proud Rheem pro partner.Commissioning and testingOne year all inclusive warranty.UPGRADE TO OUR PREVIOUS PROPOSAL THAT INCLUDES AC REPLACEMENT.1.0$4,045.00$4,045.00-Supply and install RCF 2421STAMCA Aluminum Cased coil-Supply and install RA1324 Outdoor Rheem condenser 13 seer R410a- Supply and install condensate for the new evaporator coil- Supply and install all the associated wiringTotal$12,970.00
PMGR-22-638 | Residential Plumbing/Mechanical/Gas Permit | Joseph Fabrizio | 2022-09-08 15:24 | 1382 SOUTH ST, Portsmouth, NH 03801 | 2500 | NoneÂ
PMGR-22-639 | Residential Plumbing/Mechanical/Gas Permit | Berry & Jones Plumbing & Heating, Inc Berry & Jones | 2022-09-08 15:26 | 31 TAFT RD, Portsmouth, NH 03801 | 2200 | N/A
PMGR-22-640 | Residential Plumbing/Mechanical/Gas Permit | Karen Bartlett | 2022-09-08 17:22 | 375 LITTLE HARBOR RD, Portsmouth, NH 03801 | 1200 | n/a
PMGR-22-641 | Residential Plumbing/Mechanical/Gas Permit | Peter Ward | 2022-09-08 18:24 | 1137 SOUTH ST, Portsmouth, NH 03801 | 13000 | none
PMGR-22-642 | Residential Plumbing/Mechanical/Gas Permit | Nick Gendron | 2022-09-09 15:54 | 324 HANOVER ST, Portsmouth, NH 03801 | 31625 | Mini split system installation
PMGR-22-643 | Residential Plumbing/Mechanical/Gas Permit | Nathan Woods | 2022-09-09 18:13 | 296 COOLIDGE DR, Portsmouth, NH 03801 | 350 | Add a 60g LP tank and connect to existing stub
PMGR-22-644 | Residential Plumbing/Mechanical/Gas Permit | Adam Svenson | 2022-09-09 18:37 | 114 SARATOGA WAY, Unit 1-4, Portsmouth, NH 03801 | 27767 | Furnish and install ductless split on first floor. Furnish and install furnace with ac coil on 3rd floor to be ducted down to second floor. Venting of ducted unit. Install outdoor condensers. No gas piping.
PMGR-22-645 | Residential Plumbing/Mechanical/Gas Permit | Adam Svenson | 2022-09-09 18:45 | 114 SARATOGA WAY, Unit 1-4, Portsmouth, NH 03801 | 27767 | Furnish and install ductless split on first floor. Furnish and install furnace with ac coil on 3rd floor to be ducted down to second floor. Venting of ducted unit. Install outdoor condensers. No gas piping.
PMGR-22-646 | Residential Plumbing/Mechanical/Gas Permit | Adam Svenson | 2022-09-09 18:51 | 114 SARATOGA WAY, Unit 1-4, Portsmouth, NH 03801 | 27767 | Furnish and install ductless split on first floor. Furnish and install furnace with ac coil on 3rd floor to be ducted down to second floor. Venting of ducted unit. Install outdoor condensers. No gas piping.
PMGR-22-647 | Residential Plumbing/Mechanical/Gas Permit | Adam Svenson | 2022-09-09 18:57 | 114 SARATOGA WAY, Unit 1-4, Portsmouth, NH 03801 | 27767 | Furnish and install ductless split on first floor. Furnish and install furnace with ac coil on 3rd floor to be ducted down to second floor. Venting of ducted unit. Install outdoor condensers. No gas piping.
PMGR-22-648 | Residential Plumbing/Mechanical/Gas Permit | Joey LeBlanc | 2022-09-12 11:02 | 138 MAPLEWOOD AVE, Portsmouth, NH 03801 | 20000 | Renovation of house. 1 range, 1 unit heater, 1 fireplace, 1 water heater
PMGR-22-649 | Residential Plumbing/Mechanical/Gas Permit | Lisa Cook | 2022-09-12 14:28 | 9 SCHURMAN AVE, Portsmouth, NH 03801 | 28250 | Install natural gas furnace, 3 ton central A/C, natural gas water heater and modify duct system.
PMGR-22-650 | Residential Plumbing/Mechanical/Gas Permit | Eric Haikola | 2022-09-13 11:28 | 70 TJ GAMESTER AVE, Portsmouth, NH 03801 | 0 | Installation of 275 gallon oil tankÂ
PMGR-22-651 | Residential Plumbing/Mechanical/Gas Permit | East Coast HVAC East Coast HVAC | 2022-09-13 15:38 | 188 AUSTIN ST, Portsmouth, NH 03801 | 17500 | Replacing Furnace and condenser with similar style system.
PMGR-22-652 | Residential Plumbing/Mechanical/Gas Permit | BILL GOWELL | 2022-09-14 12:39 | 10 PROSPECT ST, Portsmouth, NH 03801 | 6000 | INSTALL DIRECT VENT FIREPLACE GAS PIPING DONE BY OTHERS
PMGR-22-653 | Residential Plumbing/Mechanical/Gas Permit | Logan Nicolaisen | 2022-09-14 16:11 | 126 WIBIRD ST, Unit 2, Portsmouth, NH 03801 | 1500 | Run 1" black iron gas pipe form current meter location to new meter location on the front of the home for Unitil. 12' of 1" Black iron.
PMGR-22-654 | Residential Plumbing/Mechanical/Gas Permit | Matthew Hendry | 2022-09-14 16:26 | 38 WATSONS LANDING, Portsmouth, NH 03801 | 42000 | new build home,complete installation of 2-direct vent gas fired, furnaces, forced hot air with a/c1 furnace for 2nd& 3rd flr= attic, Â 1 in basement for 1st floor
PMGR-22-655 | Residential Plumbing/Mechanical/Gas Permit | SAM MECHANICAL HOLLY | 2022-09-14 18:10 | 227 WILLARD AVE, Portsmouth, NH 03801 | 8000 | removal of existing heating & ac system & replace with new
PMGR-22-656 | Residential Plumbing/Mechanical/Gas Permit | Alan Vanwert | 2022-09-14 21:35 | 303 THAXTER RD, Portsmouth, NH 03801 | 800 | NA
PMGR-22-657 | Residential Plumbing/Mechanical/Gas Permit | Peter Ward | 2022-09-14 21:53 | 31 COTTAGE ST, Portsmouth, NH 03801 | 8000 | none
PMGR-22-658 | Residential Plumbing/Mechanical/Gas Permit | Robert Baldini | 2022-09-15 13:17 | 377 OCEAN RD, Portsmouth, NH 03801 | 4000 | na
PMGR-22-659 | Residential Plumbing/Mechanical/Gas Permit | Jeff Waterhouse | 2022-09-15 17:42 | 4 SYLVESTER ST, Portsmouth, NH 03801 | 500 | none
PMGR-22-661 | Residential Plumbing/Mechanical/Gas Permit | Joseph M Thurber | 2022-09-16 02:28 | 77 WENTWORTH ST, Portsmouth, NH 03801 | 300 | Install a new gas stove.
PMGR-22-662 | Residential Plumbing/Mechanical/Gas Permit | Peter Ward | 2022-09-16 10:48 | 61 SAPPHIRE ST, Portsmouth, NH 03801 | 7000 | none
PMGR-22-663 | Residential Plumbing/Mechanical/Gas Permit | Andy Mulholland | 2022-09-16 14:42 | 1054 BANFIELD RD, Portsmouth, NH 03801 | 20000 | Install 3 ton furnace with two zones and AC. Run duct work, venting and communication wires. Install gas piping for three appliances. Furnace stove and fireplace.
PMGR-22-664 | Residential Plumbing/Mechanical/Gas Permit | Kevin Hart | 2022-09-16 18:31 | 112 MECHANIC ST, Portsmouth, NH 03801 | 1800 | none
PMGR-22-665 | Residential Plumbing/Mechanical/Gas Permit | Kevin Hart | 2022-09-16 19:38 | 82 LANGDON ST, Portsmouth, NH 03801 | 9500 | emergency install of Lochinvar boiler with all new zone valves and near boiler pipingÂ
PMGR-22-666 | Residential Plumbing/Mechanical/Gas Permit | Lisa Cook | 2022-09-16 19:39 | 218 WILLARD AVE, Portsmouth, NH 03801 | 11980 | Install 4 Heat 36,000 BTU Minisplit
PMGR-22-667 | Residential Plumbing/Mechanical/Gas Permit | scott buchanan | 2022-09-17 13:42 | 247 RICHARDS AVE, Portsmouth, NH 03801 | 1000 | N/A
PMGR-22-668 | Residential Plumbing/Mechanical/Gas Permit | William Simmons | 2022-09-19 14:27 | 31 PLEASANT POINT DR, Portsmouth, NH 03801 | 11230 | Replace existing hydronic air handler and condenser - like for like
PMGR-22-669 | Residential Plumbing/Mechanical/Gas Permit | Daniel Kellogg | 2022-09-19 15:38 | 89 SAGAMORE AVE, Portsmouth, NH 03801 | 3000 | None
PMGR-22-670 | Residential Plumbing/Mechanical/Gas Permit | Douglas Hinton | 2022-09-19 17:03 | 184 ECHO AVE, Portsmouth, NH 03801 | 800 | Removal of all rolled copper gas piping.Â
PMGR-22-671 | Residential Plumbing/Mechanical/Gas Permit | Melissa Maccabee | 2022-09-19 18:42 | 579 SAGAMORE AVE, Unit 39, Portsmouth, NH 03801 | 12500 | Installing a Unico high velocity system. Three modules, blower module, cooling module and hot water heating module.
PMGR-22-672 | Residential Plumbing/Mechanical/Gas Permit | Brian Russell | 2022-09-19 23:19 | 101 SPRING ST, Portsmouth, NH 03801 | 39000 | Installation of a York Natural Gas condensing furnace with A Coil and York outdoor condenser to replace gas steam system.Â
PMGR-22-673 | Residential Plumbing/Mechanical/Gas Permit | David Holton | 2022-09-20 10:40 | 111 NEW CASTLE AVE, Portsmouth, NH 03801 | 5000 | none
PMGR-22-674 | Residential Plumbing/Mechanical/Gas Permit | Logan Nicolaisen | 2022-09-20 17:49 | 17 HARDING RD, Portsmouth, NH 03801 | 1500 | Swap exesiting propane tanks and replace with 2 120 gal ASME Propane tanks. Remove Half inch copper gas tubing on outside of home and replace with 1/2" and 3/4" Black iron pipe to feed gas fire place and a future stub for a furnace conversion.Â
PMGR-22-675 | Residential Plumbing/Mechanical/Gas Permit | Walter Pidgeon | 2022-09-20 19:28 | 31 ALDRICH RD, Unit 33, Portsmouth, NH 03801 | 5000 | none
PMGR-22-676 | Residential Plumbing/Mechanical/Gas Permit | Kevin Hart | 2022-09-20 19:55 | 49 CASS ST, Portsmouth, NH 03801 | 500 | run gas line to fire pitÂ
PMGR-22-677 | Residential Plumbing/Mechanical/Gas Permit | Christopher Dalecki, Sr | 2022-09-20 21:20 | 232 COURT ST, Unit 1, Portsmouth, NH 03801 | 3000 | Installation of Empire VFSE 24 gas log for natural gasÂ
PMGR-22-678 | Residential Plumbing/Mechanical/Gas Permit | Jeremiah Comeford | 2022-09-20 21:44 | 17 SHAW RD, Portsmouth, NH 03801 | 14780 | install a 3 zone heat pump system. One air handler in the den, master bedroom, and 2nd floor bedroom. One condenser outside.Â
PMGR-22-679 | Residential Plumbing/Mechanical/Gas Permit | Christopher Dalecki, Sr | 2022-09-21 10:40 | 138 GATES ST, Portsmouth, NH 03801 | 2500 | Installation of direct event jotul Stove with gas line for natural gas & Venting
PMGR-22-680 | Residential Plumbing/Mechanical/Gas Permit | Alan Vanwert | 2022-09-21 11:41 | 834 MIDDLE RD, Portsmouth, NH 03801 | 800 | NA
PMGR-22-681 | Residential Plumbing/Mechanical/Gas Permit | Heritage Home Service | 2022-09-22 11:45 | 20 MARIETTE DR, Portsmouth, NH 03801 | 15142 | Installation of a standby generator. 10KW, Generac - up to 10' black iron gas pipingLocation: On the right rear of the home behind the chain-link fence in the backyard
PMGR-22-682 | Residential Plumbing/Mechanical/Gas Permit | Anthony Longhi | 2022-09-22 13:32 | 114 SARATOGA WAY, Unit 1-4, Portsmouth, NH 03801 | 80000 | Gas being supplied for 3 fixtures for each unit. An on demand water heater a stove and a gas fireplace. Also will be installing an Rinnai RL94 on demand WH in each unit.Â
PMGR-22-683 | Residential Plumbing/Mechanical/Gas Permit | Kevin Hart | 2022-09-22 16:50 | 44 HARDING RD, Portsmouth, NH 03801 | 6000 | none
PMGR-22-684 | Residential Plumbing/Mechanical/Gas Permit | Kevin Hart | 2022-09-22 18:51 | 137 WIBIRD ST, Portsmouth, NH 03801 | 1000 | Run gas line for fireplaceÂ
PMGR-22-685 | Residential Plumbing/Mechanical/Gas Permit | Kevin Hart | 2022-09-22 20:23 | 265 MCKINLEY RD, Portsmouth, NH 03801 | 9500 | Replace existing oil boiler with a Weil McLain CGO-4 oil boiler, new near boiler piping including 2-Taco Â Â Â ECM circulator pumps, 11/4" Spiro Vent and new oil line to existing tankÂ
PMGR-22-686 | Residential Plumbing/Mechanical/Gas Permit | Kevin Hart | 2022-09-22 20:36 | 307 MCKINLEY RD, Portsmouth, NH 03801 | 20500 | Â Install LG HVAC system to consist of 4-LG LG LMU079 heads in each bedroom including Master and one in Family room, One LG LSN120 head in kitchen/living room area tied into 1-LG LMU36 3 outdoor condensers complete
PMGR-22-687 | Residential Plumbing/Mechanical/Gas Permit | Kevin Hart | 2022-09-22 20:45 | 26 VERDUN AVE, Portsmouth, NH 03801 | 15560 | Replace existing oil boiler with a Lochinvar Knight KHB155 natural gas high efficiency boiler with gas Â Â Â Â piping, venting, new near boiler piping with 3 zones.40-Gal Lochinvar Squire stainless indirect water with expansion tank and tank BoosterÂ
PMGR-22-688 | Residential Plumbing/Mechanical/Gas Permit | Eduardo Chaviano | 2022-09-26 01:03 | 95 COURT ST, Portsmouth, NH 03801 | 17500 | NA
PMGR-22-689 | Residential Plumbing/Mechanical/Gas Permit | Eric Pelchat | 2022-09-26 12:56 | 115 FAIRVIEW AVE, Portsmouth, NH 03801 | 9450 | Replace oil fired furnace
PMGR-22-690 | Residential Plumbing/Mechanical/Gas Permit | Dana Joy | 2022-09-26 16:35 | 36 ROGERS ST, Portsmouth, NH 03801 | 15000 | Installation of 2 stage gas furnace to replace existing gas furnace
PMGR-22-691 | Residential Plumbing/Mechanical/Gas Permit | Berry & Jones Plumbing & Heating, Inc Berry & Jones | 2022-09-26 17:49 | 8 WILSON RD, Portsmouth, NH 03801 | 2600 | N/A
PMGR-22-692 | Residential Plumbing/Mechanical/Gas Permit | JAMES LAURENCIO | 2022-09-26 20:02 | 99 SAGE LN, Portsmouth, NH 03840 | 19000 | Interior gaspiping residential dwelling.
PMGR-22-693 | Residential Plumbing/Mechanical/Gas Permit | JAMES LAURENCIO | 2022-09-26 20:08 | 81 SAGE LN, Portsmouth, NH 03840 | 19000 | Interior gaspiping residential dwelling.
PMGR-22-694 | Residential Plumbing/Mechanical/Gas Permit | JAMES LAURENCIO | 2022-09-26 20:15 | 88 SAGE LN, Portsmouth, NH 03840 | 19000 | Interior gaspiping residential dwelling.
PMGR-22-695 | Residential Plumbing/Mechanical/Gas Permit | JAMES LAURENCIO | 2022-09-26 20:27 | 74 SAGE LN, Portsmouth, NH 03840 | 19000 | Interior gaspiping residential dwelling.
PMGR-22-696 | Residential Plumbing/Mechanical/Gas Permit | Kevin Coppinger | 2022-09-27 01:37 | 437 LAFAYETTE RD, Portsmouth, NH 03801 | 200 | Pressure test piping before Unitil will return gas service to house.
PMGR-22-697 | Residential Plumbing/Mechanical/Gas Permit | Stephanie Wright | 2022-09-27 11:46 | 476 SHERBURNE RD, Portsmouth, NH 03801 | 700 | Set 1 -120 gallon propane tank for cooking
PMGR-22-698 | Residential Plumbing/Mechanical/Gas Permit | East Coast HVAC East Coast HVAC | 2022-09-27 11:52 | 16 NIXON PARK, Portsmouth, NH 03801 | 10000 | Replacing oil fired boiler with a pure pro like for like system. Replacing some piping to adapt to new system.
PMGR-22-699 | Residential Plumbing/Mechanical/Gas Permit | Theresa Young | 2022-09-27 13:51 | 93 SARATOGA WAY, Portsmouth, NH 03801 | 13207.59 | converting from oil to propane, so gas piping, diagram will be uploaded by tomorrow. Â also installing an AmanA 96% 60K btu 3 TON furnace, LP tankless water heater,Â Bosch heat pump 18 seer, 2-3 ton, and indoor heat pump coil
PMGR-22-700 | Residential Plumbing/Mechanical/Gas Permit | East Coast HVAC East Coast HVAC | 2022-09-27 13:55 | 54 TAFT RD, Portsmouth, NH 03801 | 20000 | Installing a mini split 36K hyper heat Â condenser with 1 18K one way ceiling cassette and 1 9K PEAD slim air handler with necassary duct work.
PMGR-22-701 | Residential Plumbing/Mechanical/Gas Permit | Kenneth Jackson | 2022-09-27 16:32 | 236 GOSPORT RD, Portsmouth, NH 03801 | 17000 | Upgrade old trac pipe for new DV gas fireplace. Venting/install included.
PMGR-22-703 | Residential Plumbing/Mechanical/Gas Permit | MARK MORIARTY | 2022-09-27 17:19 | 383 OCEAN RD, Portsmouth, NH 03801 | 1500 | NATURAL GAS EXISTINGS. PROVIDE +/-15' OF NATURAL GAS 1" PIPING UNDERGROUND FROM EXISTING GAS METER TO GENERATOR.Â
PMGR-22-704 | Residential Plumbing/Mechanical/Gas Permit | Berry & Jones Plumbing & Heating, Inc Berry & Jones | 2022-09-27 19:10 | 96 SPINNAKER WAY, Unit 96, Portsmouth, NH 03801 | 2600 | N/A
PMGR-22-705 | Residential Plumbing/Mechanical/Gas Permit | Heritage Home Service | 2022-09-28 13:58 | 50 ODIORNE POINT RD, Portsmouth, NH 03801 | 3349 | *Emergency* warranty replacement of a Gas Furnace. Direct replacement in kind**NO Electric work is being done
PMGR-22-706 | Residential Plumbing/Mechanical/Gas Permit | Chris Talas | 2022-09-28 19:35 | 126 WIBIRD ST, Unit 2, Portsmouth, NH 03801 | 14412 | replacement of boilerÂ
PMGR-22-707 | Residential Plumbing/Mechanical/Gas Permit | Edward Hewitt | 2022-09-29 16:54 | 22 HARDING RD, Portsmouth, NH 03801 | 3625 | We will be installing a chimney liner for a free standing hearth stove.
PMGR-22-708 | Residential Plumbing/Mechanical/Gas Permit | Chris Talas | 2022-09-29 18:16 | 349 WIBIRD ST, Portsmouth, NH 03801 | 10000 | replacing 2 boilers & water heaters with 2 combination heat & hot water boilersÂ
PMGR-22-709 | Residential Plumbing/Mechanical/Gas Permit | Joseph Fabrizio | 2022-09-30 13:22 | 227 WILLARD AVE, Portsmouth, NH 03801 | 1500 | Run a 3/4 inch black Iron gas line to 92k furnace run 1/2 in Black Iron gas line to 45k stove
PMGR-22-710 | Residential Plumbing/Mechanical/Gas Permit | Jefferey Caswell | 2022-09-30 15:30 | 138 MAPLEWOOD AVE, Portsmouth, NH 03801 | 41283 | Installing all new ductwork to new furnace set up as two zones, and connecting gas into the new furnace.Â
PMGR-22-711 | Residential Plumbing/Mechanical/Gas Permit | Stephanie Wright | 2022-09-30 20:05 | 476 SHERBURNE RD, Portsmouth, NH 03801 | 500 | Run 20' gas line